## Sheet1
Meanwell Fiyat Listesi – 2023 Güncel
Ürün Kodu | Ürün Açıklaması | 2023-Liste Fiyatı
MW-AC PLUG EU | AC SOKET | 1
MW-HRP-0300N3-24 | 24Vdc 14.0Amp %300 Peak | 14850
MW-AD-155A | 13.8Vdc 10.5Amp-13.3Vdc 0.5Amp | 9830
MW-AD-155B | 27.6Vdc 5.0Amp-27.1Vdc 0.5Amp | 9830
MW-HRP-0300-24 | 24Vdc 14.0Amp | 14200
MW-AD-155C | 54.0Vdc 2.7Amp-53.5Vdc 0.2Amp | 9830
MW-AD-55A | 13.8Vdc 3.5Amp-13.4Vdc 0.23Amp | 4800
MW-HRP-0300-12 | 12Vdc 28.0Amp | 14200
MW-AD-55B | 27.6Vdc 1.8Amp-26.5Vdc 0.16Amp | 5060
MW-HRP-0300-05 | 5Vdc 60.0Amp | 14200
MW-ADD-55A | 13.8/5.0/13.4VDC 3.5/4.0/0.23A | 6000
MW-HRP-0200-24 | 24Vdc 8.4Amp | 12000
MW-ADS-155-24 | 27.6/5.0/27.1VDC 5.0/3.0/0.5A | 10340
MW-HRP-0200-12 | 12Vdc 16.7Amp | 12000
MW-APC-08-250 | 16~32Vdc 250mA IP42 | 830
MW-HRP-0150N3-24 | 24Vdc 6.5Amp %300 Peak | 9720
MW-APC-08-350 | 11~23Vdc 350mA IP30 | 830
MW-HRP-0150-36 | 36Vdc 4.3Amp | 9260
MW-APC-08-500 | 8~16Vdc 500mA IP30 | 830
MW-HRP-0150-24 | 24Vdc 6.5Amp | 9260
MW-APC-08-700 | 6~11Vdc 700mA IP44 | 830
MW-HRP-0100-48 | 48Vdc 2.2Amp | 7630
MW-APC-12-350 | 9~36Vdc 350mA IP30 | 950
MW-HRP-0100-36 | 36Vdc 2.9Amp | 7630
MW-APC-12-700 | 9~18Vdc 700mA IP30 | 950
MW-HRP-0100-24 | 24Vdc 4.2Amp | 7630
MW-APC-16-350 | 12~48Vdc 350mA IP30 | 980
MW-APC-16-700 | 9~24Vdc 700mA IP30 | 980
MW-HRP-0100-12 | 24Vdc 6.5Amp | 7630
MW-APC-25-1050 | 9~24Vdc 1050mA IP42 | 1670
MW-APC-25-350 | 25~70Vdc 350mA IP30 | 1670
MW-HRP-0075-24 | 24Vdc 3.2Amp | 6620
MW-APC-25-500 | 15~50Vdc 500mA IP42 | 1670
MW-APC-25-700 | 11~36Vdc 700mA IP42 | 1670
MW-APC-35-1050 | 11~33Vdc 1050mA IP42 | 1870
MW-APC-35-350 | 28~100Vdc 350mA IP42 | 1870
MW-APC-35-500 | 25~70Vdc 500mA IP42 | 1870
MW-APC-35-700 | 15~50Vdc 700mA IP42 | 1870
MW-APV-08-05 | 05Vdc 1.4Amp | 850
MW-APV-08-12 | 12Vdc 0.67Amp | 840
MW-APV-08-24 | 24Vdc 0.34Amp | 840
MW-APV-12-05 | 05Vdc 2.0Amp | 980
MW-HLP-080H-20 | 20Vdc 4.0Amp PCB | 5890
MW-APV-12-12 | 12Vdc 1.0Amp | 980
MW-HLP-080H-15 | 15Vdc 5.0Amp PCB | 5890
MW-APV-12-15 | 15Vdc 0.8Amp | 980
MW-HLP-060H-30 | 30Vdc 2.0Amp PCB | 4640
MW-APV-12-24 | 24Vdc 0.5Amp | 980
MW-HLP-060H-15 | 15Vdc 4.0Amp PCB | 4640
MW-APV-16-05 | 05Vdc 2.6Amp | 1010
MW-APV-16-12 | 12Vdc 1.25Amp | 1010
MW-HLP-040H-54 | 54Vdc 0.75Amp PCB | 4930
MW-APV-16-15 | 15Vdc 1.0Amp | 1010
MW-HLN-060H-24AB | 24Vdc 2.5Amp ADJ | 5800
MW-APV-16-24 | 24Vdc 0.67Amp | 1010
MW-HLN-040H-24AB | 24Vdc 1.67Amp ADJ | 5200
MW-APV-25-05 | 05Vdc 3.5Amp | 1670
MW-APV-25-12 | 12Vdc 2.1Amp | 1610
MW-APV-25-15 | 15Vdc 1.68Amp | 1670
MW-APV-25-24 | 24Vdc 1.05Amp | 1610
MW-APV-25-36 | 36Vdc 0.7Amp | 1670
MW-HLG-600H-54B | 54Vdc 11.2Amp Dimming | 31900
MW-APV-35-05 | 05Vdc 5.0Amp | 1980
MW-APV-35-12 | 12Vdc 3.0Amp | 1890
MW-APV-35-15 | 15Vdc 2.4Amp | 1980
MW-HLG-600H-54A | 54Vdc 11.2Amp ADJ | 31050
MW-APV-35-24 | 24Vdc 1.5Amp | 1890
MW-APV-35-36 | 36Vdc 1.0Amp | 1980
MW-ASD10H-12S12 | 09~36Vdc>12Vdc 830mA | 1700
MW-ASD15H-12D05 | 09~36Vdc>+5Vdc +/-750mA | 2300
MW-ASD15H-12D12 | 09~36Vdc>+12Vdc +/-620mA | 1300
MW-ASD15H-12D15 | 09~36Vdc>+/-15Vdc +/-500mA | 2288
MW-ASD15H-12S12 | 09~36Vdc>12Vdc 1250mA | 2200
MW-CEN-060-42 | 42Vdc 1.45Amp ADJ | 4400
MW-CEN-100-54 | 54Vdc 1.77Amp ADJ | 4840
MW-CLG-060-36 | 36Vdc 1.7Amp | 4400
MW-CLG-060-48 | 48Vdc 1.3Amp | 4400
MW-CLG-100-36 | 36Vdc 2.65Amp | 4840
MW-CLG-150-24B | 24Vdc 6.3Amp IP67 | 5720
MW-CSP-3000-120 | 120Vdc 25.0Amp | 75000
MW-CSP-3000-250 | 250Vdc 12.0Amp | 75000
MW-CSP-3000-400 | 400Vdc 7.5Amp | 75000
MW-D-120A | +5/+12VDC 12.0/5.0AMP | 6000
MW-DAP-04 | DALI-PWM Signal Conv | 4150
MW-DBU-3200-24 | 24Vdc 110.0Amp inteligent Battery Charger | $1.074,80
MW-DBU-3200-48 | 48Vdc 55.0Amp intelligent Battery Charger | $1.074,80
MW-DBUF20-24 | Buffer Modul 24Vdc 20.0Amp | 17550
MW-DBUF40-24 | Buffer Modul 24Vdc 40.0Amp | 21900
MW-DCW03B-05 | 18~36Vdc>+/-5Vdc +/-300mA | 1340
MW-DCW05A-05 | 09~18Vdc>+/-5Vdc +/-500mA | 1510
MW-DCW05B-15 | 18~36Vdc>+/-15Vdc +/-190mA | 1510
MW-DCW05C-05 | 36~72Vdc>+/-5Vdc +/-500mA | 1510
MW-DCW08A-05 | 9~18Vdc>+/-5Vdc +/-800mA | 2670
MW-DCW08A-12 | 9~18Vdc>+/-12Vdc +/-335mA | 2670
MW-DCW08A-15 | 9~18Vdc>+/-15Vdc +/-267mA | 2670
MW-DCW08B-05 | 18~36Vdc>+/-5Vdc +/-800mA | 2670
MW-DCW08B-12 | 18~36Vdc>+/-12Vdc +/-335mA | 2670
MW-DCW08B-15 | 18~36Vdc>+/-15Vdc +/-267mA | 2670
MW-DCW08C-05 | 36~72Vdc>+/-5Vdc +/-800mA | 2670
MW-DCW08C-12 | 36~72Vdc>+/-12Vdc +/-335mA | 2670
MW-DCW08C-15 | 36~72Vdc>+/-15Vdc +/-267mA | 2670
MW-DCW08E-12 | 4.5~5.5Vdc>+/-12Vdc +/-310mA | 2670
MW-DCW08E-15 | 4.5~5.5Vdc>+/-15Vdc +/-267mA | 2670
MW-DCW12A-05 | 9~18Vdc>+/-5Vdc +/-1200mA | 3060
MW-DCW12A-12 | 9~18Vdc>+/-12Vdc +/-500mA | 3060
MW-DCW12B-05 | 18~36Vdc>+/-5Vdc +/-1200mA | 3060
MW-DCW12B-12 | 18~36Vdc>+/-12Vdc +/-500mA | 3060
MW-DCW12B-15 | 18~36Vdc>+/-15Vdc +/-400mA | 3060
MW-DCW12C-05 | 36~72Vdc>+/-5Vdc +/-1200mA | 3060
MW-DCW12C-12 | 36~72Vdc>+/-12Vdc +/-500mA | 3060
MW-DCW12C-15 | 36~72Vdc>+/-15Vdc +/-400mA | 3060
MW-DCWN03A-05 | 9~18Vdc>+/-5Vdc +/-300mA | 1380
MW-DCWN03A-12 | 9~18Vdc>+/-12Vdc +/-125mA | 1380
MW-DCWN03B-12 | 18~36Vdc>+/-12Vdc +/-125mA | 1380
MW-DCWN06A-05 | 9~18Vdc>+/-5Vdc +/-500mA | 1560
MW-DCWN06A-12 | 9~18Vdc>+/-12Vdc +/-230mA | 1560
MW-DCWN06A-15 | 9~18Vdc>+/-15Vdc +/-190mA | 1560
MW-DCWN06B-05 | 18~36Vdc>+/-5Vdc +/-500mA | 1560
MW-DCWN06B-12 | 18~36Vdc>+/-12Vdc +/-250mA | 1560
MW-DDR-015G-03.3 | 9~36Vdc>3.3 Vdc 3.5 Amp | 3050
MW-DDR-015G-05 | 9~36Vdc>5 Vdc 3.0 Amp | 3050
MW-DDR-015G-12 | 9~36Vdc>12Vdc 1.25 Amp | 3050
MW-DDR-015G-24 | 9~36Vdc>24Vdc 0.63 Amp | 3050
MW-DDR-015L-05 | 18~75Vdc>5.0Vdc 3 Amp | 3050
MW-DDR-030G-12 | 9~36Vdc>12Vdc 2.5 Amp | 4050
MW-DDR-030G-24 | 9~36Vdc>24Vdc 1.25 Amp | 4050
MW-DDR-030L-05 | 18~75Vdc>5.0Vdc 6.0 Amp | 4050
MW-DDR-060G-12 | 9~36Vdc>12Vdc 5.0 Amp | 5030
MW-DDR-060G-24 | 9~36Vdc>24Vdc 2.5 Amp | 5030
MW-DDR-060L-12 | 18~75Vdc>12Vdc 5.0Amp | 5030
MW-DDR-060L-15 | 18~75Vdc>15Vdc 4.0Amp | 5030
MW-DDR-060L-24 | 18~75Vdc>24Vdc 2.5Amp | 5030
MW-DDR-120A-12 | 9~18Vdc>12Vdc 8.3 Amp | 10180
MW-DDR-120A-24 | 9~18Vdc>24Vdc 4.2 Amp | 10180
MW-DDR-120B-12 | 16.8~33.6Vdc>12Vdc 10.0Amp | 10180
MW-DDR-120B-24 | 16.8~33.6Vdc>24Vdc 5.0Amp | 10180
MW-DDR-120B-48 | 16.8~33.6Vdc>48Vdc 2.5Amp | 10180
MW-DDR-120C-12 | 33.6~67.2 Vdc>12Vdc 10.0Amp | 10180
MW-DDR-120C-24 | 33.6~67.2 Vdc>24Vdc 5.0Amp | 10180
MW-DDR-120D-12 | 67.2~154 Vdc>12Vdc 10.0Amp | 10180
MW-DDR-120D-24 | 67.2~154 Vdc>24Vdc 5.0Amp | 10180
MW-DDR-120D-48 | 67.2~154 Vdc>48Vdc 2.5Amp | 10180
MW-DDR-240B-24 | 16.8~33.6 Vdc>24Vdc 10.0Amp | 15240
MW-DDR-240B-48 | 16.8~33.6 Vdc>48Vdc 5.0Amp | 15240
MW-DDR-240C-24 | 33.6~67.2 Vdc>24Vdc 10.0Amp | 15240
MW-DDR-240C-48 | 33.6~67.2 Vdc>48Vdc 5.0Amp | 15240
MW-DDR-240D-48 | 67.2~154 Vdc>48Vdc 5.0Amp | 15240
MW-DDR-480B-24 | 16.8~33.6 Vdc>24Vdc 20.0Amp | 31910
MW-DDR-480B-48 | 16.8~33.6 Vdc>48Vdc 10.0Amp | 31910
MW-DDR-480D-48 | 67.2~154 Vdc>48Vdc 10.0Amp | 31910
MW-DDRH-060-12 | 150~1500 Vdc>05Vdc 10.0Amp | 11070
MW-DDRH-060-24 | 150~1500 Vdc>24Vdc 2.5Amp | 11070
MW-DDRH-060-48 | 150~1500 Vdc>48Vdc 1,25Amp | 11070
MW-DDRH-060-5 | 150~1500 Vdc>05Vdc 10.0Amp | 11070
MW-DET01L-05 | 4.5~5.5Vdc>+/-5Vdc +/-100mA | 770
MW-DET01L-12 | 4.5~5.5Vdc>+/-12Vdc +/-42mA | 770
MW-DHP-1UT | 4’LÜ RACK DRP/DBR | 95400
MW-DKA-15A-05 | 9~18Vdc>+/-5Vdc +/-1500mA | 3450
MW-DKA-15A-12 | 9~18Vdc>+/-12Vdc +/- 625mA | 3450
MW-DKA-15A-15 | 9~18Vdc>+/-15Vdc +/-500mA | 3450
MW-DKA-15B-05 | 18~36Vdc>+/-5Vdc +/-1500mA | 3450
MW-DKA-15B-12 | 18~36Vdc>+/-12Vdc +/-625mA | 3450
MW-DKA-15B-15 | 18~36Vdc>+/-15Vdc +/-500mA | 3450
MW-DKA-30A-05 | 9~18Vdc>+/-5Vdc +/-2500mA | 4440
MW-DKA-30A-12 | 9~18Vdc>+/-12Vdc +/-1250mA | 4440
MW-DKA-30A-15 | 9~18Vdc +/-15Vdc +/-1000mA | 4440
MW-DKA-30B-05 | 18~36Vdc>+/-5Vdc +/-2500mA | 4440
MW-DKA-30B-12 | 18~36Vdc>+/-12Vdc +/-1250mA | 4440
MW-DKA-30B-15 | 18~36Vdc>+/-15Vdc +/-1000mA | 4440
MW-DKA-30C-05 | 36~72Vdc>+/-5Vdc +/-2500mA | 4440
MW-DKA-30C-12 | 36~72Vdc>+/-12Vdc +/-1250mA | 4440
MW-DKA-30C-15 | 36~72Vdc>+/-15Vdc +/-1000mA | 4440
MW-DKE-15B-05 | 18~36Vdc>+/-5Vdc +/-1500mA | 3400
MW-DKE-15B-12 | 18~36Vdc>+/-12Vdc +/-625mA | 3400
MW-DKE-15B-15 | 18~36Vdc>+/-15Vdc +/-500mA | 3400
MW-DKE-15C-12 | 36~72Vdc>+/-12Vdc +/-600mA | 3400
MW-DKE-15C-24 | 36~72Vdc>+/-24Vdc +/-313mA | 3400
MW-DKM-10B-12 | 18~36Vdc>+/-12Vdc +/-416mA | 3370
MW-DKMW06F-12 | 9~36Vdc>+/-12Vdc +/-250 mA | 1980
MW-DKMW15F-12 | 9~36Vdc>+/-12Vdc +/-625mA | 4060
MW-DKMW20F-12 | 9~36Vdc>+/-12Vdc +/-830mA | 5510
MW-DKMW30F-12 | 9~36Vdc>+/-12Vdc +/-12500mA | 5800
MW-DLC03B-12 | 18~36Vdc>+/-12Vdc +/-125mA | 1560
MW-DLP-04R | DALI Bus,16Vdc 240mA 3,84W DINRail | 5080
MW-DPAN02A-12 | 9~18Vdc>+/-12Vdc +/-83mA | 1260
MW-DPAN02B-12 | 18~36Vdc>+/-12Vdc +/-83mA | 1260
MW-DPAN02E-12 | 4.5~9Vdc>+/-12Vdc +/-83mA | 1260
MW-DPB09B-12 | 18~36Vdc>+/-12Vdc +/-375mA | 2490
MW-DPBW03F-12 | 9~36Vdc>+/-12Vdc +/-125mA | 1470
MW-DPBW03G-12 | 18~75Vdc>+/-12Vdc +/-125mA | 1470
MW-DPBW06F-15 | 9~36Vdc>+/-15Vdc +/-200mA | 1650
MW-DPBW06G-15 | 18~75Vdc>+/-15Vdc +/-200mA | 1650
MW-DPRN01N-12 | 22.8~26.4Vdc>+/-12Vdc +/-42mA | 810
MW-DPU01M-15 | 10.8~13.2Vdc>+/-15Vdc +/-33mA | 470
MW-DPU-3200-24 | 24Vdc 133.0Amp P.V. Power | $1.118,00
MW-DPU-3200-48 | 48Vdc 67.0Amp P.V. Power | $1.118,00
MW-DPUN02N-12 | 22~26Vdc>+/-12Vdc +/-84mA | 690
MW-DR-060-12 | 12Vdc 5.0Amp DIN Rail | 4500
MW-DRA-40-24 | 24Vdc 1.7Amp DIN Rail Current Dimming | 3770
MW-DRA-60-12 | 12Vdc 5.0Amp DIN Rail Current Dimming | 4210
MW-DRA-60-24 | 24Vdc 2.5Amp DIN Rail Current Dimming | 4210
MW-DRC-100A | 13.8Vdc 4.50Amp-13.8Vdc 2.5Amp | 8280
MW-DRC-100B | 27.6Vdc 2.25Amp-27.6Vdc 1.25Amp | 8280
MW-DRC-180B | 27.6Vdc 4.5Amp-27.6Vdc 2.00Amp | 15080
MW-DRC-40A | 13.8Vdc 1.90Amp-13.8Vdc 1.0Amp | 4990
MW-DRC-40B | 27.6Vdc 0.95Amp-27.6Vdc 0.5Amp | 4990
MW-DRC-60A | 13.8Vdc 2.80Amp-13.8Vdc 1.5Amp | 5870
MW-DRC-60B | 27.6Vdc 1.40Amp-27.6Vdc 0.75Amp | 5870
MW-DRDN20-12 | Redundant Modul 12Vdc 20.0Amp | 4260
MW-DRDN20-24 | Redundant Modul 24Vdc 20.0Amp | 4260
MW-DRDN20-48 | Redundant Modul 48Vdc 20.0Amp | 4260
MW-DRDN40-12 | Redundant Modul 12Vdc 40.0Amp | 6040
MW-DRDN40-24 | Redundant Modul 24Vdc 40.0Amp | 6040
MW-DRDN40-48 | Redundant Modul 48Vdc 40.0Amp | 6040
MW-DRH-120-48 | 340~550VAC-48Vdc 2.5Amp | 11000
MW-DRL-01 | MONTAJ APARATI | 220
MW-DRL-02 | MONTAJ APARATI | 352
MW-HLG-600H-48B | 48Vdc 12.5Amp Dimming | 31900
MW-DRL-03 | MONTAJ APARATI | 484
MW-DRP-01 | MONTAJ APARATI | 660
MW-DRP-02 | MONTAJ APARATI | 352
MW-DRP-03 | MONTAJ APARATI | 396
MW-HLG-600H-36A | 36Vdc 16.7Amp ADJ | 31050
MW-DRP-3200-24 | 24Vdc 133.0Amp P.V. Power | $1.285,00
MW-DRP-3200-48 | 48Vdc 67.0Amp P.V. Power | $1.285,00
MW-DR-RDN20 | Redundant Modul 24Vdc 20.0Amp | 5080
MW-DRS-240-24 | 24Vdc 10Amp All-in-one Security Power | 31900
MW-DRS-480-24 | 24Vdc 20Amp All-in-one Security Power | 40600
MW-DRT-240-48 | 48Vdc 5.0 Amp DIN Rail Trifaze | 14500
MW-DRT-480-48 | 48Vdc 10.0Amp DIN Rail Trifaze | 25000
MW-HLG-600H-30B | 30Vdc 20.0Amp Dim | 31900
MW-DR-UPS40 | 24-29Vdc 40.0Amp UPS Modul | 7100
MW-HLG-600H-30A | 30Vdc 20.0Amp ADJ | 31050
MW-DUPS20 | 24-29Vdc 20.0Amp UPS Modul | 5030
MW-DUPS40 | 24-29Vdc 40.0Amp UPS Modul | 5610
MW-HLG-600H-24B | 24Vdc 25.0Amp Dimming | 31900
MW-EDR-075-12 | 12Vdc 6.3Amp DIN Rail | 3940
MW-HLG-600H-24A | 24Vdc 25.0Amp ADJ | 31050
MW-EDR-075-24 | 24Vdc 3.2Amp DIN Rail | 3590
MW-EDR-075-48 | 48Vdc 1.6Amp DIN Rail | 3940
MW-HLG-600H-12B | 12Vdc 40.0Amp Dimming | 31900
MW-EDR-120-12 | 12Vdc 10.0Amp DIN Rail | 4310
MW-EDR-120-24 | 24Vdc 5.0Amp DIN Rail | 4000
MW-HLG-600H-12A | 12Vdc 40.0Amp ADJ | 31050
MW-EDR-120-48 | 48Vdc 2.5Amp DIN Rail | 4140
MW-EDR-150-24 | 24Vdc 6.5Amp DIN Rail | 4560
MW-HLG-480H-24A | 24Vdc 20.0Amp ADJ | 21680
MW-ELG-075-12A | 12Vdc 5,0Amp ADJ | 5060
MW-HLG-320H-54B | 54Vdc 5.95Amp Dimming | 15040
MW-ELG-075-12B | 12Vdc 5,0Amp Dimming | 5420
MW-HLG-320H-54A | 54Vdc 5.95Amp ADJ | 14550
MW-ELG-075-12DA | 12Vdc 5,0Amp DALI Control | 6060
MW-ELG-075-24A | 24Vdc 3,15Amp ADJ | 5060
MW-ELG-075-24B | 24Vdc 3,15Amp Dimming | 5420
MW-ELG-075-24DA | 24Vdc 3,15Amp DALI Control | 6060
MW-ELG-075-36A | 36Vdc 2,1Amp ADJ | 5060
MW-ELG-075-36B | 36Vdc 2,1Amp Dimming | 5420
MW-ELG-075-36D2 | 36Vdc 2.1Amp Smart Dimming | 6220
MW-ELG-075-36DA | 36Vdc 2,1Amp DALI Control | 6060
MW-ELG-075-42A | 42Vdc 1,8Amp ADJ | 5060
MW-ELG-075-48A | 48Vdc 1,6Amp ADJ | 5060
MW-ELG-075-48D2 | 48Vdc 1.6 Amp Smart Dimming | 6220
MW-ELG-075-48DA | 48Vdc 1,6Amp DALI Control | 6060
MW-ELG-075-C1050B | 35~71Vdc 1050mA Dimming | 5420
MW-HLG-320H-48A | 48Vdc 6.7Amp ADJ | 14550
MW-ELG-075-C1050D2 | 35~71Vdc 1050mA Smart Dimming | 6220
MW-ELG-075-C1400A | 27~54Vdc 700~1400mA ADJ | 2560
MW-ELG-075-C1400D2 | 27~54Vdc 1400mA Smart Dimming | 6220
MW-ELG-075-C350D2 | 107~214Vdc 350mA Smart Dimming | 6220
MW-ELG-075-C500B | 75~150Vdc 500mA Dimming | 5420
MW-HLG-320H-42A | 42Vdc 7.65Amp ADJ | 14550
MW-ELG-075-C500DA | 75~150Vdc 500mA DALI Control | 6060
MW-ELG-075-C700A | 53~107Vdc 350~700mA ADJ | 5060
MW-HLG-320H-36A | 36Vdc 8.9Amp ADJ | 14550
MW-ELG-075-C700B | 53~107Vdc 700mA Dimming | 5420
MW-HLG-320H-30A | 30Vdc 10.7Amp ADJ | 14550
MW-ELG-075-C700D2 | 53~107Vdc 700mA Smart Dimming | 6220
MW-HLG-320H-24B | 24Vdc 13.34Amp Dimming | 15040
MW-ELG-075-C700DA | 53~107Vdc 700mA DALI control | 6060
MW-ELG-100-24A | 24Vdc 4.0Amp ADJ | 5690
MW-HLG-320H-24A | 24Vdc 13.34Amp ADJ | 14550
MW-ELG-100-24B | 24Vdc 4,0Amp Dimming | 6100
MW-HLG-320H-12B | 12Vdc 22.0Amp Dimming | 15040
MW-ELG-100-24DA | 24Vdc 4.00Amp DALI Control | 6700
MW-HLG-240H-54B | 54Vdc 4.45Amp Dimming | 11070
MW-HLG-320H-12A | 12Vdc 22.0Amp ADJ | 14550
MW-ELG-100-36A | 36Vdc 2,66Amp ADJ | 5690
MW-HLG-240H-54A | 54Vdc 4.45Amp ADJ | 10780
MW-ELG-100-36B | 36Vdc 2,66Amp Dimming | 6060
MW-HLG-240H-48B | 48Vdc 5.0Amp Dimming | 11070
MW-ELG-100-36D2 | 36Vdc 2,66Amp Smart Dimming | 6850
MW-ELG-100-42A | 42Vdc 2.28Amp ADJ | 5690
MW-HLG-240H-48A | 48Vdc 5.0Amp ADJ | 10780
MW-ELG-100-42D2 | 42Vdc 2.28Amp Smart Dimming | 6850
MW-ELG-100-48A | 48Vdc 2.0Amp ADJ | 5690
MW-HLG-240H-42A | 42Vdc 5.72Amp ADJ | 10780
MW-ELG-100-54A | 54Vdc 1.78Amp ADJ | 5690
MW-ELG-100-54B | 54Vdc 1.78Amp Dimming | 6100
MW-HLG-240H-36B | 36Vdc 6.7Amp Dimming | 11070
MW-ELG-100-54D2 | 54Vdc 1.78Amp Smart Dimming | 6850
MW-ELG-100-C1050A | 48~95Vdc 525~1050mA ADJ | 5690
MW-HLG-240H-36A | 36Vdc 6.7Amp ADJ | 10780
MW-ELG-100-C1050B | 48~95Vdc 1050mA Dimming | 6060
MW-ELG-100-C1400AB | 35~72Vdc 1400mA ADJ+ Dimming | 6240
MW-HLG-240H-30A | 30Vdc 8.0Amp ADJ | 10780
MW-ELG-100-C1400B | 35~72Vdc 1400mA Dimming | 6100
MW-ELG-100-C1400D2 | 35~72Vdc 1400mA Smart Dim | 6850
MW-HLG-240H-24B | 24Vdc 10.0Amp Dimming | 11070
MW-ELG-100-C500A | 100~200Vdc 250~500mA ADJ | 5690
MW-ELG-100-C500DA | 100~200Vdc 500mA DALI control | 6700
MW-HLG-240H-24A | 24Vdc 10.0Amp ADJ | 10780
MW-ELG-100-C700A | 71~143Vdc 350~700mA ADJ | 5690
MW-HLG-240H-24 | 24Vdc 10.0Amp IP67 | 10780
MW-ELG-100-C700B | 71~143Vdc 700mA Dimming | 6100
MW-HLG-240H-15A | 15Vdc 15.0Amp ADJ | 10780
MW-ELG-100-C700D2 | 71~143Vdc 700mA Smart Dim | 6850
MW-HLG-240H-12B | 12Vdc 16.0Amp Dimming | 11070
MW-ELG-100-C700DA | 71~143Vdc 700mA DALI Control | 6700
MW-HLG-240H-12A | 12Vdc 16.0Amp ADJ | 10780
MW-ELG-150-12A | 12Vdc 10,0Amp ADJ | 5840
MW-HLG-185H-C700B | 143~286Vdc 700mA Dimming | 8880
MW-ELG-150-12B | 12Vdc 10.0Amp Dimming | 6540
MW-HLG-185H-C1400A | 71~143Vdc 700~1400mA ADJ | 8610
MW-ELG-150-12DA | 12Vdc 10.0Amp DALI control | 7200
MW-HLG-185H-54B | 54Vdc 3.45Amp Dimming | 8880
MW-ELG-150-24A | 24Vdc 6.25Amp ADJ | 5840
MW-HLG-185H-54A | 54Vdc 3.45Amp ADJ | 8610
MW-ELG-150-24B | 24Vdc 6.25Amp Dimming | 6540
MW-HLG-185H-48B | 48Vdc 3.9Amp Dimming | 8880
MW-ELG-150-24DA | 24Vdc 6.25Amp DALI Control | 7200
MW-HLG-185H-48A | 48Vdc 3.9Amp ADJ | 8610
MW-ELG-150-36A | 36Vdc 4.17Amp ADJ | 6150
MW-HLG-185H-42A | 42Vdc 4.4Amp ADJ | 8610
MW-ELG-150-36B | 36Vdc 4.17Amp Dimming | 6540
MW-ELG-150-36D2 | 36Vdc 4.17Amp Smart Dimming | 7340
MW-HLG-185H-36B | 36Vdc 5.2Amp Dimming | 8880
MW-ELG-150-36DA | 36Vdc 4.17Amp DALI Control | 7200
MW-HLG-185H-36A | 36Vdc 5.2Amp ADJ | 8610
MW-ELG-150-42A | 42Vdc 3.57Amp ADJ | 6150
MW-HLG-185H-30B | 30Vdc 6.2Amp Dimming | 8880
MW-ELG-150-42B | 42Vdc 3.57Amp Dimming | 6540
MW-ELG-150-48A | 48Vdc 3.13Amp ADJ | 6150
MW-HLG-185H-30A | 30Vdc 6.2Amp ADJ | 8610
MW-ELG-150-54A | 54Vdc 2.80Amp ADJ | 6150
MW-ELG-150-54B | 54Vdc 2.80Amp Dimming | 6540
MW-HLG-185H-24B | 24Vdc 7.8Amp Dimming | 8880
MW-ELG-150-54D2 | 54Vdc 2.80Amp Smart Dimming | 7340
MW-ELG-150-54DA | 54Vdc 2.80Amp DALI Control | 7200
MW-ELG-150-C1050D2 | 72~143Vdc 1050mA SmartDim | 7340
MW-HLG-185H-24A | 24Vdc 7.8Amp ADJ | 8610
MW-ELG-150-C1050DA | 72~143Vdc 1050mA DALI Control | 7200
MW-ELG-150-C1400A | 54~107Vdc 700~1400mA ADJ | 5840
MW-ELG-150-C1400B | 54~107Vdc 1400mA Dimming | 6540
MW-HLG-185H-15A | 15Vdc 11.5Amp ADJ | 8610
MW-ELG-150-C1400D2 | 54~107Vdc 1400mA SmartDim | 7340
MW-HLG-185H-12B | 12Vdc 13.0Amp Dimming | 8880
MW-ELG-150-C1750A | 43~86Vdc 875~1750mA ADJ | 5840
MW-ELG-150-C2100A | 36~72Vdc 1050~2100mA ADJ | 5840
MW-HLG-185H-12A | 12Vdc 13.0Amp ADJ | 8610
MW-ELG-150-C2100B | 36~72Vdc 2100mA Dimming | 6540
MW-ELG-150-C2100D2 | 36~72Vdc 2100mA SmartDim | 7340
MW-HLG-185H-12 | 12Vdc 13.0Amp IP67 | 8610
MW-ELG-150-C500A | 150~300Vdc 250~500mA ADJ | 5840
MW-ELG-150-C500DA | 150~300Vdc 500mA DALI Control | 7200
MW-HLG-150H-54B | 54Vdc 2.8Amp Dimming | 8310
MW-ELG-150-C700A | 107~214Vdc 350~700mA ADJ | 5840
MW-ELG-150-C700B | 107~214Vdc 700mA Dimming | 6540
MW-ELG-150-C700D2 | 107~214Vdc 700mA SmartDim | 7340
MW-ELG-150-C700DA | 107~214Vdc 700mA DALI Control | 7200
MW-ELG-200-12A | 12Vdc 16.0Amp ADJ | 7220
MW-ELG-200-12B | 12Vdc 16.0Amp Dimming | 7980
MW-ELG-200-12DA | 12Vdc 16.0Amp DALI Control Dim | 8620
MW-HLG-150H-54A | 54Vdc 2.8Amp ADJ | 8040
MW-ELG-200-24A | 24Vdc 8.40Amp ADJ | 7220
MW-HLG-150H-48B | 48Vdc 3,2Amp Dimming | 8310
MW-ELG-200-24B | 24Vdc 8.4Amp Dimming | 7980
MW-ELG-200-24DA | 24Vdc 8.4 Amp DALI Control Dim | 8620
MW-ELG-200-36A | 36Vdc 5.55Amp ADJ | 7590
MW-HLG-150H-48A | 48Vdc 3.2Amp ADJ | 8040
MW-ELG-200-42A | 42Vdc 4.76Amp ADJ | 7590
MW-ELG-200-48A | 48Vdc 4.16Amp ADJ | 7590
MW-HLG-150H-42A | 42Vdc 3.6Amp ADJ | 8040
MW-ELG-200-48DA | 48Vdc 4.16Amp DALI Control | 8620
MW-ELG-200-54A | 54Vdc 3.72Amp ADJ | 7590
MW-HLG-150H-36B | 36Vdc 4,2Amp Dimming | 8310
MW-ELG-200-54B | 54Vdc 3.72Amp Dimming | 7980
MW-ELG-200-54D2 | 54Vdc 3.72Amp Smart Dimming | 8760
MW-HLG-150H-36A | 36Vdc 4.2Amp ADJ | 8040
MW-ELG-200-C1050A | 95~190Vdc 525~1050mA ADJ | 7220
MW-ELG-200-C1400A | 71~142Vdc 700~1400mA ADJ | 7220
MW-HLG-150H-36 | 36Vdc 4.2Amp IP67 | 8040
MW-ELG-200-C700A | 142~286Vdc 350~700mA ADJ | 7220
MW-ELG-200-C700B | 142~286Vdc 700mA Dimming | 7980
MW-ELG-200-C700D2 | 142~286Vdc 700mA SmartDim | 8760
MW-HLG-150H-30B | 30Vdc 5,0Amp Dimming | 8310
MW-ELG-200-C700DA | 142~286Vdc 700mA DALI | 8620
MW-ELG-240-24A | 24Vdc 10.0Amp ADJ | 8050
MW-HLG-150H-30A | 30Vdc 5.0Amp ADJ | 8040
MW-ELG-240-24B | 24Vdc 10.0Amp Dimming | 8470
MW-ELG-240-24D2 | 24Vdc 10.0Amp Smart Dimming | 9260
MW-ELG-240-24DA | 24Vdc 10.0Amp DALI Control | 9120
MW-HLG-150H-24B | 24Vdc 6,3Amp Dimming | 8310
MW-ELG-240-36A | 36Vdc 6.66Amp ADJ | 8050
MW-ELG-240-42A | 42Vdc 5.71Amp ADJ | 8050
MW-HLG-150H-24A | 24Vdc 6.3Amp ADJ | 8040
MW-ELG-240-42DA | 42Vdc 5.71Amp DALI Control Dimming | 9120
MW-ELG-240-48A | 48Vdc 5.0Amp ADJ | 8050
MW-ELG-240-48DA | 48Vdc 5.0Amp DALI Control | 9120
MW-HLG-150H-24 | 24Vdc 6.3Amp IP67 | 8200
MW-ELG-240-54A | 54Vdc 4.45Amp ADJ | 8050
MW-ELG-240-54B | 54Vdc 4.45Amp Dimming | 8470
MW-HLG-150H-12A | 12Vdc 12.5Amp ADJ | 8040
MW-ELG-240-54D2 | 54Vdc 4.45Amp Smart Dimming | 9260
MW-ELG-240-C1050 | 114~228Vdc 525~1050mA IP67 | 8050
MW-ELG-240-C1050A | 114~228Vdc 525~1050mA ADJ | 8050
MW-ELG-240-C1050D2 | 114~228Vdc 1050mA Smartdim | 9260
MW-ELG-240-C1050DA | 114~228Vdc 1050mA DALI | 9120
MW-ELG-240-C1400B | 86~171Vdc 1400mA Dimming | 8470
MW-ELG-240-C700A | 172~343Vdc 350~700mA ADJ | 8050
MW-ELG-240-C700D2 | 172~343Vdc 700mA SmartDim | 9260
MW-ELG-240-C700DA | 172~343Vdc 700mA DALI | 9120
MW-ELG-300-12A | 12Vdc 22.0Amp ADJ | 11470
MW-ELG-300-24A | 24Vdc 12.5Amp ADJ | 11470
MW-ELGC-300-H-A | 29~58Vdc,5200~8000mA Constant Power,+ADJ. | 12180
MW-ELGC-300-H-AB | 29~58Vdc,5200~8000mA Constant Power,ADJ+DİM | 13050
MW-ELGC-300-H-ADA | 29~58Vdc,5200~8000mA Constant Power,DALI2+ADJ. | 13400
MW-ELGC-300-L-A | 116~232Vdc,1300~2000mA Constant Power,+ADJ. | 12180
MW-ELN-030-12 | 12Vdc 2.5Amp | 2090
MW-HLG-120H-C500A | 150~300Vdc 250~500mA ADJ | 7960
MW-ELN-030-12D | 12Vdc 2.5Amp 1~10V Dim | 2090
MW-ELN-030-24 | 24Vdc 1.25Amp | 2090
MW-ELN-030-24D | 24Vdc 1.25Amp 1~10V Dim | 2090
MW-HLG-120H-C350A | 215~430Vdc 175~350mA ADJ | 7960
MW-ELN-030-48 | 48Vdc 0.62Amp | 2090
MW-HLG-120H-54A | 54Vdc 2.3Amp ADJ | 7960
MW-ELN-060-12 | 12Vdc 5.0Amp | 3190
MW-ELN-060-12D | 12Vdc 5.0Amp 1~10V Dim | 3190
MW-HLG-120H-54 | 54Vdc 2.3Amp IP67 | 7960
MW-ENC-120-12 | 14.4Vdc 8.0Amp Akü:30~80A | 10290
MW-HLG-120H-48A | 48Vdc 2,5Amp ADJ | 7960
MW-ENC-120-24 | 28.8Vdc 4.0Amp Akü:15~40A | 10290
MW-ENC-180-48 | 57.6Vdc 3.0Amp Akü:15~35A | 11830
MW-HLG-120H-42A | 42Vdc 2.9Amp ADJ | 7960
MW-ENC-240-12 | 14.4Vdc 16.0Amp Akü:60~160A | 13480
MW-HLG-120H-36A | 36Vdc 3.4Amp ADJ | 7960
MW-ENC-240-24 | 28.8Vdc 8.0Amp Akü:30~85A | 13480
MW-HLG-120H-36 | 36Vdc 3.4Amp IP67 | 7960
MW-ENC-240-48 | 57.6Vdc 4.0Amp Akü:15~45A | 13480
MW-HLG-120H-30B | 30Vdc 4.0Amp Dimming | 8220
MW-ENC-360-12 | 14.4Vdc 24.0Amp Akü:85~250A | 16340
MW-HLG-120H-30A | 30Vdc 4.0Amp ADJ | 7960
MW-ENC-360-24 | 28.8Vdc 12.0Amp Akü:45~125A | 16340
MW-ENC-360-48 | 57.6Vdc 6.0Amp Akü:25~65A | 16340
MW-ENP-120-12 | 13.8Vdc 8.7Amp Power Supply | 9400
MW-ENP-120-24 | 27.6Vdc 4.3Amp Power Supply | 9400
MW-ENP-180-12 | 13.8Vdc 13.0Amp Power Supply | 11070
MW-ENP-240-12 | 13.8Vdc 17.4Amp Power Supply | 12770
MW-ENP-240-24 | 27.6Vdc 8.7Amp Power Supply | 12770
MW-HLG-120H-24A | 24Vdc 5.0Amp ADJ | 7960
MW-ENP-240-48 | 55.2Vdc 4.4 Amp Power Supply | 12770
MW-ENP-360-12 | 13.8Vdc 26.0Amp Power Supply | 15760
MW-HLG-120H-12A | 12Vdc 10.0Amp ADJ | 7960
MW-ENP-360-24 | 27.6Vdc 13.0Amp Power Supply | 15760
MW-EPP-120S-24 | 24Vdc 5.0 Amp PCB Mini | 4900
MW-HLG-120-30B | 30Vdc 4.0Amp Dimming | 8220
MW-EPP-150-24 | 24Vdc 6.3Amp PCB | 6900
MW-EPP-150-27 | 27Vdc 5.56Amp PCB | 6900
MW-HLG-100H-54 | 54Vdc 1.77Amp IP67 | 7700
MW-EPP-150-48 | 48Vdc 3.10Amp PCB | 6900
MW-HLG-100H-42A | 42Vdc 2,28Amp ADJ | 7700
MW-EPP-200-12 | 12Vdc 16.7Amp PCB | 7250
MW-HLG-100H-30B | 30Vdc 3,2Amp Dimming | 7960
MW-EPP-200-27 | 27Vdc 7.5Amp PCB | 7250
MW-HLG-100H-30A | 30Vdc 3.2Amp ADJ | 7700
MW-EPP-200-48 | 48Vdc 4.2Amp PCB | 7250
MW-HLG-100H-30 | 30Vdc 3.2Amp IP67 | 7700
MW-EPP-300-12 | 12Vdc 25 Amp PCB | 10100
MW-HLG-100H-24B | 24Vdc 4.0Amp DIM | 7960
MW-EPP-300-24 | 24Vdc 12.5Amp PCB | 10100
MW-HLG-100H-24A | 24Vdc 4.0Amp ADJ | 7700
MW-EPP-300-27 | 27Vdc 11.12Amp PCB | 10100
MW-HLG-080H-C700A | 64~129Vdc 420~700mA ADJ | 6270
MW-EPP-400-12 | 12Vdc 20.8 Amp PCB | 12210
MW-HLG-080H-C350B | 128~257Vdc 350mA Dimming | 6590
MW-EPP-400-18 | 18Vdc 22.3Amp PCB | 12210
MW-HLG-080H-C350A | 128~257Vdc 210~350mA ADJ | 6270
MW-EPP-400-24 | 24Vdc 16.7 Amp PCB | 12210
MW-HLG-080H-54A | 54Vdc 1.5Amp ADJ | 6270
MW-EPP-500-12 | 12Vdc 26.7Amp PCB | 14700
MW-EPP-500-48 | 48Vdc 6.7Amp PCB | 14700
MW-HLG-080H-42A | 42Vdc 1,95Amp ADJ | 6270
MW-EPS-120-27 | 27Vdc 4.5Amp PCB | 3650
MW-HLG-080H-36A | 36Vdc 2.3Amp ADJ | 6270
MW-EPS-15-05 | 05VDC 3.0AMP | 1280
MW-HLG-080H-36 | 36Vdc 2.3Amp IP67 | 6270
MW-EPS-15-12 | 12VDC 1.25AMP | 1280
MW-HLG-080H-30B | 30Vdc 2,70Amp Dimming | 6590
MW-EPS-15-15 | 15VDC 1.0AMP | 1280
MW-HLG-080H-30A | 30Vdc 2.7Amp ADJ | 6270
MW-EPS-25-05 | 5.0VDC 5.0AMP | 1980
MW-HLG-080H-30 | 30Vdc 2.7Amp IP67 | 6270
MW-EPS-25-12 | 12VDC 2.1AMP | 1980
MW-HLG-080H-24B | 24Vdc 3,40Amp Dimming | 6590
MW-EPS-25-24 | 24VDC 1.05AMP | 1980
MW-HLG-080H-12A | 12Vdc 5,0Amp ADJ | 6270
MW-EPS-35-05 | 05Vdc 6.0Amp | 2060
MW-HLG-060H-C700A | 50~100Vdc 420~700mA ADJ | 5280
MW-EPS-35-12 | 12VDC 3.0AMP | 2060
MW-HLG-060H-54B | 54Vdc 1,15Amp Dimming | 5460
MW-EPS-35-24 | 24VDC 1.5AMP | 2060
MW-HLG-060H-54A | 54Vdc 1,15Amp ADJ | 5250
MW-EPS-45-15 | 15Vdc 3.0 Amp | 2210
MW-EPS-45-24 | 24Vdc 1.9Amp | 2210
MW-EPS-65-12 | 12Vdc 6.0Amp PCB | 2350
MW-EPS-65-15 | 15Vdc 4.8Amp PCB | 2350
MW-EPS-65-24 | 24Vdc 3.0Amp PCB | 2350
MW-EPS-65-48 | 48Vdc 1.36Amp PCB | 2350
MW-EPS-65S-05 | 5VDC 10.0A | 2380
MW-EPS-65S-12 | 12VDC 5.42A | 2380
MW-ES18U09-P1J | 09Vdc, 2.77Amp Desktop | 2200
MW-ES25E48-P1J | 48Vdc 0.52Amp Priz Tip | 2300
MW-ESC-240-54 | 54Vdc 4.0Amp | 14600
MW-ESP-240-27 | 27Vdc 8.0Amp | 14200
MW-FAP-01 | MP SERİSİ (MS300) | 330
MW-FAS-01 | MP SERİSİ | 330
MW-FAS-02 | MP SERİSİ | 330
MW-FDL-65-1550 | 25.2~42Vdc 1550mA 0.77~1.55amp ADJ | 3980
MW-FDL-65-1800 | 21.6~36Vdc 1800mA 0.9~1.8amp ADJ | 3980
MW-FDLC-100 | 30~54Vdc 1850mA 1300~3000 mA ADJ | 5500
MW-FM90C12-P1M | 12Vdc 6.6Amp Desktop | 6500
MW-FM90C24-P1M | 24Vdc 3.75Amp Desktop | 6500
MW-GC120A12-R7B | 13.6Vdc 7.5Amp 40 ~ 100Ah | 7260
MW-GC30B-0P1J | 4.2Vdc 4.0Amp | 5220
MW-GC30B-11P1J | 7.2Vdc 3.0Amp | 5220
MW-GC30B-1P1J | 5.6Vdc 3.99Amp | 5220
MW-GC30B-2P1J | 8.4Vdc 3.0Amp | 5220
MW-GC30B-4P1J | 14.3Vdc 2.09Amp | 5220
MW-GC30B-5P1J | 16.8Vdc 1.6Amp | 5220
MW-GC30B-6P1J | 28.6Vdc 1.04Amp | 5220
MW-GC330A36-C4P | 40.8Vdc 6.4Amp 20 ~ 65Ah | 15270
MW-GC330A48-C4P | 54.4Vdc 4.8 Amp 20 ~ 65Ah | 15270
MW-GS05E-USB | 05Vdc 1.0Amp PrizTip-USB A Tipi | 1570
MW-GS06E-1P1J | 05Vdc 1.0Amp PrizTip | 1950
MW-GS06E-2P1J | 09Vdc 0.66Amp PrizTip | 1950
MW-GS06E-3P1J | 12Vdc 0.5Amp PrizTip | 1950
MW-GS15A-3P1J | 12Vdc 1.25Amp Desktop | 3050
MW-GS25B28-P1J | 28Vdc 0.89Amp Desktop | 2400
MW-GS25B48-P1J | 48Vdc 0.52Amp Desktop | 2400
MW-GS90A12-P1J | 12Vdc 6.67Amp Desktop | 5500
MW-GSM120A24-R7B | 24Vdc 5.0Amp Medical | 8310
MW-GSM120B12-R7B | 12Vdc 10.0Amp Medical | 8310
MW-GSM120B24-R7B | 24Vdc 5.0Amp Medical | 8310
MW-GSM18B48-P1J | 48Vdc 0.375Amp Medical | 2460
MW-GSM18E12-P1J | 12Vdc 1.5Amp Medical | 2460
MW-GSM220B12-R7B | 12Vdc 15.0Amp Medical | 14220
MW-GSM220B15-R7B | 15Vdc 13.4Amp Medical | 14220
MW-GSM220B24-R7B | 24Vdc 9.2Amp Medical | 14220
MW-GSM36E12-P1J | 12Vdc 3.0Amp Medical | 2760
MW-GSM36E24-P1J | 12Vdc 1.5Amp Medical | 2760
MW-GSM40A12-P1J | 12Vdc 3.34Amp Medical | 3510
MW-GSM40A18-P1J | 18Vdc 2.22Amp Medical | 3510
MW-GSM60A05-P1J | 05Vdc 6.0Amp Medical | 3900
MW-GSM60A09-P1J | 09Vdc 6.0Amp Medical | 3900
MW-GSM60A12-P1J | 12Vdc 5.0Amp Medical | 3900
MW-GSM60A15-P1J | 15Vdc 4.0Amp Medical | 3900
MW-GSM60A24-P1J | 24Vdc 2.5Amp Medical | 3900
MW-GSM60B12-P1J | 12Vdc 5.0Amp Medical | 3900
MW-GSM60B24-P1J | 24Vdc 2.5Amp Medical | 3900
MW-GSM90A12-P1M | 12Vdc 6.67Amp Medical | 5610
MW-GSM90B12-P1M | 12Vdc 6.67Amp Medical | 5610
MW-GSM90B24-P1J | 24Vdc 3.75Amp Medical | 5610
MW-GST120A12-P1M | 12Vdc 8.5Amp Desktop Level-VI | 7200
MW-GST120A12-R7B | 12Vdc 8.5Amp Desktop Level-VI | 7200
MW-GST120A20-R7B | 20Vdc 6.0Amp Desktop Level-VI | 7200
MW-GST120A24-P1M | 24Vdc 5.0Amp Desktop Level-VI | 7200
MW-GST120A24-R7B | 24Vdc 5.0Amp Desktop Level-VI | 7200
MW-GST120A48-R7B | 48Vdc 2,5Amp Desktop Level-VI | 7200
MW-GST160A12-R7B | 12Vdc 11.5Amp Desktop Level-VI | 8670
MW-GST160A24-R7B | 24Vdc 6.67Amp Desktop Level-VI | 8670
MW-GST160A48-R7B | 48Vdc 3.34Amp Desktop Level-VI | 8670
MW-GST18A09-P1J | 09Vdc 2.0Amp Desktop Level-VI | 2160
MW-GST18A12-P1J | 12Vdc 1.5Amp Desktop Level VI | 2160
MW-GST18B48-P1J | 48Vdc 0.375Amp Desktop Level-VI | 2160
MW-GST18E05-P1J | 05Vdc 3.0Amp Priz Tipi Level-VI | 2160
MW-GST18E09-P1J | 09Vdc 2.0Amp Priz Tipi Level-VI | 2160
MW-GST18E12-P1J | 12Vdc 1.5Amp Priz Tipi Level VI | 2160
MW-GST18E24-P1J | 24Vdc 0.75Amp Priz Tipi Level VI | 2160
MW-GST220A12-R7B | 12Vdc 15.0Amp Desktop Level-VI | 12300
MW-GST220A24-R7B | 24Vdc 9.2Amp Desktop Level-VI | 12300
MW-GST220A48-R7B | 48Vdc 4.6Amp Desktop Level-VI | 12300
MW-GST25A05-P1J | 05Vdc 4.0Amp PrizTip Level-IV | 2190
MW-GST25A12-P1J | 12Vdc 2.08Amp Desktop Level-VI | 2190
MW-GST25A24-P1J | 24Vdc 1.04Amp Desktop Level-VI | 2190
MW-GST25B12-P1J | 12Vdc 2.08Amp Desktop Level-VI | 2190
MW-GST25B24-P1J | 24Vdc 1.04Amp Desktop Level-VI | 2190
MW-GST25B48-P1J | 48Vdc 0.56Amp Desktop Level-VI | 2190
MW-GST25E05-P1J | 05Vdc 4.0Amp PrizTip Level-IV | 2190
MW-GST25E09-P1J | 09Vdc 2.55Amp PrizTip Level-VI | 2190
MW-GST25E12-P1J | 12Vdc 2.08Amp Priz Tip Level-VI | 2190
MW-GST25E24-P1J | 24Vdc 1.04Amp Priz Tip Level-VI | 2190
MW-GST280A12-C6P | 12Vdc 21.0Amp Desktop Level-VI | 15000
MW-GST280A24-C6P | 24Vdc 11.67Amp Desktop Level-VI | 15000
MW-GST36B12-P1J | 12Vdc 3.0Amp Level-VI | 2460
MW-GST36E12-P1J | 12Vdc 3.0Amp Priz Tipi Level-VI | 2460
MW-GST36E24-P1J | 24Vdc 1.5Amp Priz Tipi Level-VI | 2460
MW-GST40A05-P1J | 5 Vdc 5.0Amp Desktop Level-VI | 2730
MW-GST40A12-P1J | 12Vdc 3.34Amp Desktop Level-VI | 2730
MW-GST40A15-P1J | 15Vdc 2.67Amp Desktop Level-VI | 2730
MW-GST40A18-P1J | 18Vdc 2.22Amp Desktop Level-VI | 2730
MW-GST40A24-P1J | 24Vdc 1.67Amp Desktop Level-VI | 2730
MW-GST60A07-P1J | 07.5Vdc 6.0Amp Desktop Level-VI | 3000
MW-GST60A09-P1J | 09Vdc 6.0Amp Desktop Level-VI | 3000
MW-GST60A12-P1J | 12Vdc 5.0Amp Desktop Level-VI | 3000
MW-GST60A15-P1J | 15Vdc 4.0Amp Desktop Level-VI | 3000
MW-GST60A24-P1J | 24Vdc 2.5Amp Desktop Level-VI | 3000
MW-GST90A12-P1M | 12Vdc 6.67Amp Desktop Level-VI | 4920
MW-GST90A19-P1M | 19Vdc 4.74Amp Desktop Level-VI | 4920
MW-GST90A24-P1M | 24Vdc 3.75Amp Desktop Level-VI | 4920
MW-GST90A24-R7B | 24Vdc 3.75Amp Desktop Level-VI | 4920
MW-HBG-060-2100 | 19~28Vdc 1360~2100mA ADJ | 3950
MW-HBG-100-24 | 24Vdc 4Amp IP67 | 7380
MW-HBG-100-36A | 36Vdc 2.7Amp ADJ | 7380
MW-HBG-100-36B | 36Vdc 2.7Amp Dimming | 7380
MW-HBG-100-48A | 48Vdc 2.0Amp ADJ | 7380
MW-HBG-100-60A | 60Vdc 1.6Amp ADJ | 7380
MW-HBG-160-24A | 24Vdc 6.5Amp ADJ | 9310
MW-HBG-160-36A | 36Vdc 4.4Amp ADJ | 9310
MW-HBG-160-48A | 48Vdc 3.3Amp ADJ | 9310
MW-HBG-160-60A | 60Vdc 2.6Amp ADJ | 9310
MW-HBG-240-24 | 24Vdc 10.0Amp IP67 | 10280
MW-HBG-240-24A | 24Vdc 10.0Amp ADJ | 10280
MW-HBG-240-36A | 36Vdc 6.7Amp ADJ | 10280
MW-HBG-240-60A | 60Vdc 4.0Amp ADJ | 10280
MW-HDR-015-05 | 5Vdc 2.4Amp DIN Rail StepShape | 2070
MW-HDR-015-12 | 12Vdc 1.25Amp DIN Rail StepShape | 1960
MW-HDR-015-24 | 24Vdc 0.63Amp DIN Rail StepShape | 1960
MW-HDR-030-05 | 5Vdc 3.0Amp DIN Rail StepShape | 2500
MW-HDR-030-12 | 12Vdc 2.0Amp DIN Rail StepShape | 2270
MW-HDR-030-15 | 15Vdc 2.0Amp DIN Rail StepShape | 2540
MW-HDR-030-24 | 24Vdc 1.5Amp DIN Rail StepShape | 2270
MW-HDR-060-05 | 5Vdc 6.5Amp DIN Rail StepShape | 3420
MW-HDR-060-12 | 12Vdc 4.5Amp DIN Rail StepShape | 3110
MW-HDR-060-15 | 15Vdc 4.0Amp DIN Rail StepShape | 3420
MW-HDR-060-24 | 24Vdc 2.5Amp DIN Rail StepShape | 3110
MW-HDR-100-12 | 12Vdc 7.1Amp DIN Rail StepShape | 4460
MW-HDR-100-24 | 24Vdc 3.83Amp DIN Rail StepShape | 4460
MW-HDR-100-48N | 48Vdc 2.1Amp DIN Rail StepShape | 4890
MW-HDR-150-12 | 12Vdc 11.3 Amp DIN Rail StepShape | 5870
MW-HDR-150-24 | 24Vdc 6.25 Amp DIN Rail StepShape | 5870
MW-HDR-150-48 | 48Vdc 3.2 Amp DIN Rail StepShape | 6180
MW-HEP-1000-48 | 48Vdc 21Amp IP67 | 70470
MW-HEP-100-12A | 12Vdc 8.34 Amp IP65 ADJ | 13200
MW-HEP-100-24A | 24Vdc 4.0 Amp IP65 ADJ | 13200
MW-HEP-150-12 | 12Vdc 12.5 Amp IP68 | 13630
MW-HEP-150-15A | 15Vdc 10.0 Amp IP65 ADJ | 13630
MW-HEP-150-48 | 48Vdc 3.2 Amp IP68 | 13630
MW-HEP-185-24A | 24Vdc 7.8 Amp IP65 ADJ | 14070
MW-HEP-240-12 | 12Vdc 16.0Amp IP68 | 16620
MW-HEP-240-15 | 15Vdc 15.0Amp IP68 | 16620
MW-HEP-240-24 | 24Vdc 10.0Amp IP68 | 16620
MW-HEP-240-48 | 48Vdc 5.0Amp IP68 | 16620
MW-HEP-320-12 | 12Vdc 22.0Amp IP68 | 23330
MW-HEP-320-24 | 24Vdc 13.3Amp IP68 | 23330
MW-HEP-480-24A | 24Vdc 20.0Amp IP65 ADJ | 31900
MW-HEP-480-36A | 36Vdc 13.3Amp IP65 ADJ | 31900
MW-HEP-600-12 | 12Vdc 40Amp IP65 | 37950
MW-HEP-600-24 | 24Vdc 25Amp IP65 | 37950
MW-HEP-600-30 | 30Vdc 20Amp IP65 | 37950
MW-HEP-600C-12 | 15.1Vdc 17.5~35Amp 135~400Ah | 37950
MW-HEP-600C-24 | 30.2Vdc 10.5~21Amp 70~210Ah | 37950
MW-HEP-600C-48 | 60.5Vdc 5.2~10.5Amp 35~105Ah | 37950
MW-HLG-040H-15 | 15Vdc 2.67Amp IP67 | 5090
MW-HLG-040H-24 | 24Vdc 1,66Amp IP67 | 5090
MW-HLG-040H-24B | 24Vdc 1,66Amp Dimming | 5280
MW-HLG-040H-30 | 30Vdc 1,34Amp IP67 | 5090
MW-HLG-040H-30B | 30Vdc 1,34Amp Dimming | 5280
MW-HLG-040H-36 | 36Vdc 1,12Amp IP67 | 5090
MW-HLG-040H-36A | 36Vdc 1,12Amp ADJ | 5090
MW-HLG-040H-36B | 36Vdc 1,12Amp Dimming | 5280
MW-HLG-040H-42A | 42Vdc 0,96Amp ADJ | 5090
MW-HLG-040H-54A | 54Vdc 0,75Amp ADJ | 5090
MW-HLG-040H-54B | 54Vdc 0.75Amp Dimming | 5280
MW-HLG-060H-15 | 15Vdc 4,0Amp IP67 | 5250
MW-HLG-060H-15A | 15Vdc 4,0Amp ADJ | 5250
MW-HLG-060H-15B | 15Vdc 4,0Amp Dimming | 5460
MW-HLG-060H-24A | 24Vdc 2,5Amp ADJ | 5250
MW-HLG-060H-30 | 30Vdc 2,0Amp IP67 | 5250
MW-HLG-060H-30B | 30Vdc 2,0Amp Dimming | 5460
MW-HLG-060H-36 | 36Vdc 1,7Amp IP67 | 5250
MW-HLG-060H-36A | 36Vdc 1,7Amp ADJ | 5250
MW-HLG-060H-36B | 36Vdc 1,7Amp Dimming | 5460
MW-HLG-060H-42A | 42Vdc 1,45Amp ADJ | 5250
MW-HLG-060H-48A | 48Vdc 1,30Amp ADJ | 5250
MW-HRP-0450-15 | 15Vdc 30.0Amp | 22700
MW-HRP-0450-24 | 24Vdc 18.8Amp | 22700
MW-HRP-0600-03.3 | 3.3Vdc 120.0Amp | 23600
MW-HRP-0600-05 | 5Vdc 120.0Amp | 23600
MW-HRP-0600-07.5 | 7.5Vdc 80.0Amp | 23600
MW-HRP-0600-12 | 12Vdc 53.0Amp | 23600
MW-HRP-0600-15 | 15Vdc 43.0Amp | 23600
MW-HRP-0600-24 | 24Vdc 27.0Amp | 23600
MW-HRP-0600-36 | 36Vdc 17.5Amp | 23600
MW-HRP-0600N3-24 | 24Vdc 27.0Amp %300 Peak | 24800
MW-HRPG-0150-24 | 24Vdc 6.5Amp | 10700
MW-HRPG-0150-48 | 48Vdc 3.3Amp | 10700
MW-HRPG-0300-12 | 12Vdc 27.0Amp | 15300
MW-HRPG-0300-15 | 15Vdc 20.0Amp | 15300
MW-HRPG-0300-24 | 24Vdc 14.0Amp | 15300
MW-HRPG-0450-12 | 12Vdc 37.5Amp | 24900
MW-HRPG-0450-15 | 15Vdc 30.0Amp | 24900
MW-HRPG-0450-24 | 24Vdc 18.8Amp | 24900
MW-HRPG-0600-24 | 24Vdc 27.0Amp | 26200
MW-HRPG-0600-36 | 36Vdc 17.5Amp | 26200
MW-HRPG-0600-48 | 48Vdc 13.0Amp | 26200
MW-HRPG-1000-24 | 24Vdc 42.0Amp | 36000
MW-HRPG-1000-48 | 48Vdc 21.0Amp | 36000
MW-HSG-070-12 | 12Vdc 5.0Amp | 9500
MW-HSG-070-18 | 18Vdc 4.0Amp | 9500
MW-HSG-070-24 | 24Vdc 3.0Amp | 9500
MW-HSG-070-48 | 48Vdc 1.5Amp | 9500
MW-HVGC-100-350A | 29~285Vdc 210~350mA ADJ | 11700
MW-HVGC-100-350B | 29~285Vdc 350mA 3 in Dimming | 12000
MW-HVGC-100-700A | 15~142Vdc 420~700mA ADJ | 11700
MW-HVGC-150-350A | 42~428Vdc 210~350mA ADJ | 12300
MW-ICL-16L | 16A AC Inrush Current Limiter Enclosed Type | 4400
MW-ICL-16R | 16A AC Inrush Current Limiter DIN RAIL | 4400
MW-IDLC-25-700 | 25W 700mA Dimming 0~10V, 10V PWM | 2800
MW-IDLC-45-1050DA | 45W 1050mA DALI | 4150
MW-IDLC-45-700 | 45W 700mA Dimming 0~10V, 10V PWM | 3190
MW-IDLC-45-700DA | 45W 700mA DALI | 4150
MW-IDLC-45A-700 | 45W 700mA Dimming 0~10V, 10V PWM, AUX | 3480
MW-IDLC-65-1050DA | 65W 1050mA DALI | 4600
MW-IDLC-65-1400DA | 65W 1400mA DALI | 4600
MW-IDLC-65-700 | 65W 700mA Dimming 0~10V, 10V PWM | 3540
MW-IDLC-65-700DA | 65W 700mA DALI | 5500
MW-IDLC-65A-1050 | 65W 1050mA Dimming 0~10V, 10V PWM, AUX | 3720
MW-IDLC-65A-700 | 65W 700mA Dimming 0~10V, 10V PWM, AUX | 3720
MW-IRC2 | INVERTER REMOTE CONTROL | 4860
MW-IRM-01-03.3 | 03.3Vdc 0.2Amp | 840
MW-IRM-01-05 | 05Vdc 0.2Amp | 840
MW-IRM-01-09 | 09Vdc 0.2Amp | 840
MW-IRM-01-12 | 12Vdc 0.083Amp | 840
MW-IRM-01-15 | 15Vdc 0.067Amp | 840
MW-IRM-01-24 | 24Vdc 0.042Amp | 840
MW-IRM-02-03.3 | 03.3Vdc 0.6Amp | 870
MW-IRM-02-05 | 05Vdc 0.4Amp | 870
MW-IRM-02-09 | 09Vdc 0.222Amp | 870
MW-IRM-02-12 | 12Vdc 0.167Amp | 870
MW-IRM-02-15 | 15Vdc 0.133Amp | 870
MW-IRM-02-24 | 24Vdc 0.083Amp | 870
MW-IRM-03-03.3 | 03.3Vdc 0.9Amp | 900
MW-IRM-03-05 | 05Vdc 0.6Amp | 900
MW-IRM-03-09 | 09Vdc 0.333Amp | 900
MW-IRM-03-12 | 12Vdc 0.25Amp | 900
MW-IRM-03-15 | 15Vdc 0.2Amp | 900
MW-IRM-03-24 | 24Vdc 0.125Amp | 900
MW-IRM-05-03.3 | 03.3Vdc 1.25Amp | 1160
MW-IRM-05-05 | 05Vdc 1.0Amp | 1160
MW-IRM-05-12 | 12Vdc 0.42Amp | 1160
MW-IRM-05-15 | 15Vdc 0.33Amp | 1160
MW-IRM-05-24 | 24Vdc 0.23Amp | 1160
MW-IRM-05-3,3 | 3.3Vdc 1.25Amp | 1160
MW-IRM-10-03.3 | 03.3Vdc 2.5Amp | 1250
MW-IRM-10-05 | 05Vdc 2.0Amp | 1250
MW-IRM-10-12 | 12Vdc 0.85Amp | 1250
MW-IRM-10-15 | 15Vdc 0,67Amp | 1250
MW-IRM-10-24 | 24Vdc 0.42Amp | 1250
MW-IRM-15-03.3 | 03.3Vdc 3.5Amp | 1450
MW-IRM-15-05 | 05Vdc 3.0Amp | 1450
MW-IRM-15-12 | 12Vdc 1.25Amp | 1450
MW-IRM-15-15 | 15Vdc 1.0Amp | 1450
MW-IRM-15-24 | 24Vdc 0.63Amp | 1450
MW-IRM-20-03.3 | 03.3Vdc 4.5Amp | 1570
MW-IRM-20-05 | 05Vdc 4.0Amp | 1570
MW-IRM-20-12 | 12Vdc 1.80Amp | 1570
MW-IRM-20-15 | 15Vdc 1.40Amp | 1570
MW-IRM-20-24 | 24Vdc 0.90Amp | 1570
MW-IRM-30-05 | 05Vdc 6.0Amp | 2150
MW-IRM-30-12 | 12Vdc 2.5Amp | 2150
MW-IRM-30-15 | 15Vdc 2.0Amp | 2150
MW-IRM-30-24 | 24Vdc 1.30Amp | 2150
MW-IRM-30-24-ST | 24Vdc 1.30Amp Screw Terminal | 2450
MW-IRM-30-48 | 48Vdc 0.63Amp | 2150
MW-IRM-45-05 | 05Vdc 8.0Amp | 2240
MW-IRM-45-12 | 12Vdc 3.8Amp | 2240
MW-IRM-45-15 | 15Vdc 3.0Amp | 2240
MW-IRM-45-24 | 24Vdc 1.9Amp | 2240
MW-IRM-45-24-ST | 24Vdc 1.9Amp Screw Terminal | 2540
MW-IRM-45-48 | 48Vdc 0.94Amp | 2240
MW-IRM-60-05 | 05Vdc 10.0Amp | 2470
MW-IRM-60-12 | 12Vdc 5.0Amp | 2470
MW-IRM-60-15 | 15Vdc 4.0Amp | 2470
MW-IRM-60-24 | 24Vdc 2.5Amp | 2470
MW-IRM-60-24ST | 24Vdc 2.5Amp Screw Terminal | 2760
MW-IRM-60-48 | 48Vdc 1.25Amp | 2470
MW-IRM-90-12 | 12Vdc 6.7Amp | 3890
MW-IRM-90-15 | 15Vdc 5.67Amp | 3890
MW-IRM-90-24 | 24Vdc 3.75Amp | 3890
MW-IRM-90-24-ST | 24Vdc 3.75Amp Screw Terminal | 4190
MW-IRM-90-48 | 48Vdc 1.88Amp | 3890
MW-ISI-501-224B | 24Vdc~220VAC 500W with Solar Charger | 37100
MW-KAA-4R4V-10 | KNX 4 Channel 10A LED actuator & dimmer | 21170
MW-KAA-8R | KNX 8 Channel Actuator | 31900
MW-KDA-064 | KNX/DALI Gateway | $1.067,00
MW-KNX-20E-640 | KNX Bus,30V 640mA 19.2W | 11600
MW-KNX-40E-1280 | KNX Bus,30V 1280mA 38.4W | 20300
MW-KNX-40E-1280D | KNX Bus,30V 1280mA 38.4W Diagnostic Function | 34800
MW-KSI-01U | KNX-USB Interface | 29040
MW-KSR-01IP | KNX IP Router | 64900
MW-LCM-25 | 25W 350~1050mA Multiple-stage | 4050
MW-LCM-25-DA | 25W 350~1050mA Multiple-stage | 5000
MW-LCM-25KN | 25W 350~1050mA KNX Interface | 7110
MW-LCM-40 | 40W 350~1050mA Multiple-stage | 4920
MW-LCM-40BLE | 40W 350~1050mA Casambi Bluetooth Control | 13170
MW-LCM-40-DA | 40W 350~1050mA Multiple-stage | 5870
MW-LCM-40KN | 40W 350~1050mA KNX Interface | 7980
MW-LCM-60 | 60W 500~1400mA Multiple-stage | 5520
MW-LCM-60BLE | 60W 500~1400mA Casambi Bluetooth Control | 13780
MW-LCM-60-DA | 60W 500~1400mA Multiple-stage | 6470
MW-LCM-60KN | 60W 500~1400mA KNX Interface | 8410
MW-LDB-300L | 9~36Vdc>2~40Vdc 300mA Buck-Boost | 1370
MW-LDB-300LW | 9~36Vdc>2~40Vdc 300mA Buck-Boost | 1660
MW-LDB-350L | 9~36Vdc>2~40Vdc 350mA Buck-Boost | 1370
MW-LDB-600L | 9~28Vdc>2~30Vdc 600mA Buck-Boost | 1370
MW-LDC-35 | 35W,300~1000mA,27~56Vdc,CP,Linear | 4150
MW-LDC-35B | 35W,300~1000mA,27~56Vdc,CP,Linear, Dimming | 4470
MW-LDC-35-DA | 35W,300~1000mA,27~56Vdc,CP,Linear, DALI | 5250
MW-LDC-55 | 55W,500~1600mA,27~56Vdc,CP,Linear | 4470
MW-LDC-55B | 55W,500~1600mA,27~56Vdc,CP,Linear, Dimming | 4790
MW-LDC-55-DA | 55W,500~1600mA,27~56Vdc,CP,Linear, DALI | 5570
MW-LDC-80 | 80W,700~2100mA,27~56Vdc,CP,Linear | 4960
MW-LDC-80B | 80W,700~2100mA,27~56Vdc,CP,Linear, Dimming | 5250
MW-LDC-80-DA | 80W,700~2100mA,27~56Vdc,CP,Linear, DALI | 5890
MW-LDD-1000H | 9~56Vdc>2~52Vdc 1000mA step-down | 990
MW-LDD-1000L | 6~36Vdc>2~30Vdc 1000mA step-down | 870
MW-LDD-1200L | 6~36Vdc>2~30Vdc 1200mA step-down | 990
MW-LDD-1500L | 6~36Vdc>2~30Vdc 1500mA step-down | 990
MW-LDD-300L | 9~36Vdc>2~32Vdc 300mA step-down | 600
MW-LDD-350H | 9~56Vdc>2~52Vdc 350mA step-down | 990
MW-LDD-350H-DA | 6~50Vdc>3~45Vdc 350mA step-down,DALI | 2090
MW-LDD-350L | 9~36Vdc>2~32Vdc 350mA step-down | 600
MW-LDD-350LW | 9~36Vdc>2~32Vdc 350mA step-down | 790
MW-LDD-500H | 9~56Vdc>2~52Vdc 500mA step-down | 990
MW-LDD-500HS | 9~56Vdc>2~52Vdc 500mA step-down SMD | 1450
MW-LDD-500L | 9~56Vdc>2~32Vdc 500mA step-down | 600
MW-LDD-500LW | 9~36Vdc>2~32Vdc 500mA step-down | 790
MW-LDD-600L | 9~36Vdc>2~32Vdc 600mA step-down | 600
MW-LDD-700H | 9~56Vdc>2~52Vdc 700mA step-down | 990
MW-LDD-700H-DA | 6~50Vdc>3~45Vdc 700mA step-down,DALI | 2090
MW-LDD-700L | 9~36Vdc>2~32Vdc 700mA step-down | 600
MW-LDD-700LW | 9~36Vdc>2~32Vdc 700mA step-down | 790
MW-LDDS-1000HW | 12~56Vdc>2~45Vdc 1000mA TRACK step-down | 1270
MW-LDDS-1000HWB | 12~56Vdc>2~45Vdc 1000mA TRACK Dimming step-down | 1540
MW-LDDS-350HW | 12~56Vdc>2~45Vdc 350mA TRACK step-down | 1270
MW-LDDS-350HWB | 12~56Vdc>2~45Vdc 350mA TRACK Dimming step-down | 1540
MW-LDDS-700HW | 12~56Vdc>2~45Vdc 700mA TRACK step-down | 1270
MW-LDDS-700HWB | 12~56Vdc>2~45Vdc 700mA TRACK Dimming step-down | 1540
MW-LDH-25-250 | 9.5~32Vdc>12.5~84Vdc 250mA step-up | 1450
MW-LDH-25-350 | 9.5~32Vdc>12.5~72Vdc 350mA step-up | 1450
MW-LDH-25-500 | 9.5~32Vdc>12.5~50Vdc 500mA step-up | 1450
MW-LDH-25-500W | 9.5~32Vdc>12.5~50Vdc 500mA step-up | 1450
MW-LDH-25-700W | 9.5~32Vdc>12.5~36Vdc 700mA step-up | 1450
MW-LDH-45A-1050 | 9~18Vdc>12~43Vdc 1050mA step-up | 1870
MW-LDH-45A-1050-DA | 9~18Vdc>12~43Vdc 1050mA step-up,DALI | 2880
MW-LDH-45A-1050W | 9~18Vdc>12~43Vdc 1050mA step-up | 1870
MW-LDH-45A-1050W-DA | 9~18Vdc>12~43Vdc 1050mA step-up,DALI | 2880
MW-LDH-45A-350 | 9~18Vdc>12~86Vdc 350mA step-up | 1870
MW-LDH-45A-350W | 9~18Vdc>12~86Vdc 350mA step-up | 1870
MW-LDH-45A-500 | 9~18Vdc>12~86Vdc 500mA step-up | 1870
MW-LDH-45A-500W | 9~18Vdc>12~86Vdc 500mA step-up | 1870
MW-LDH-45A-700 | 9~18Vdc>12~64Vdc 700mA step-up | 1870
MW-LDH-45A-700W | 9~18Vdc>12~64Vdc 700mA step-up | 1870
MW-LDH-45B-1050 | 18~32Vdc>21~43Vdc 1050mA step-up | 1870
MW-LDH-45B-1050W | 18~32Vdc>21~43Vdc 1050mA step-up | 1870
MW-LDH-45B-350 | 18~32Vdc>21~126Vdc 350mA step-up | 1870
MW-LDH-45B-350W | 18~32Vdc>21~126Vdc 350mA step-up | 1870
MW-LDH-45B-500 | 18~32Vdc>21~86Vdc 500mA step-up | 1870
MW-LDH-45B-500W | 18~32Vdc>21~86Vdc 500mA step-up | 1870
MW-LDH-45B-700 | 18~32Vdc>21~64Vdc 700mA step-up | 1870
MW-LDH-45B-700W | 18~32Vdc>21~64Vdc 700mA step-up | 1870
MW-LDH-65-1050 | 9.5~32Vdc>12.5~60Vdc 1050mA step-up | 2530
MW-LDH-65-1050W | 9.5~32Vdc>12.5~60Vdc 1050mA step-up | 2530
MW-LDH-65-1400 | 9.5~32Vdc>12.5~46Vdc 1400mA step-up | 2530
MW-LDH-65-1400W | 9.5~32Vdc>12.5~46Vdc 1400mA step-up | 2530
MW-LDH-65-1750 | 9.5~32Vdc>12.5~37Vdc 1750mA step-up | 2530
MW-LDH-65-700 | 9.5~32Vdc>12.5~80Vdc 700mA step-up | 2530
MW-LDH-65-700W | 9.5~32Vdc>12.5~80Vdc 700mA step-up | 2530
MW-LPC-100-1050 | 48~96Vdc 1050mA IP67 | 4030
MW-LPC-100-1400 | 36~72Vdc 1400mA IP67 | 4030
MW-LPC-100-1750 | 29~58Vdc 1750mA IP67 | 4030
MW-LPC-100-2100 | 24~48Vdc 2100mA IP67 | 4030
MW-LPC-100-350 | 143~286Vdc 350mA IP67 | 4030
MW-LPC-100-500 | 100~200Vdc 500mA IP67 | 4030
MW-LPC-100-700 | 72~143Vdc 700mA IP67 | 4030
MW-LPC-150-1050 | 72~144Vdc 1050mA IP67 | 5430
MW-LPC-150-2100 | 36~72Vdc 2100mA IP67 | 5430
MW-LPC-150-2800 | 27~54Vdc 2800mA IP67 | 5430
MW-LPC-150-700 | 107~215Vdc 700mA IP67 | 5430
MW-LPC-20-350 | 9~48Vdc 350mA IP67 | 1470
MW-LPC-20-500 | 3~30Vdc 500mA IP67 | 1470
MW-LPC-20-700 | 3~30Vdc 700mA IP67 | 1470
MW-LPC-35-1050 | 9~30Vdc 1050mA IP67 | 1980
MW-LPC-35-1400 | 9~24Vdc 1400mA IP67 | 1980
MW-LPC-35-700 | 9~48Vdc 700mA IP67 | 1980
MW-LPC-60-1050 | 9~48Vdc 1050mA IP67 | 2160
MW-LPC-60-1400 | 9~42Vdc 1400mA IP67 | 2160
MW-LPC-60-1750 | 9~34Vdc 1750mA IP67 | 2210
MW-LPF-16-12 | 12Vdc 1.34Amp IP30 | 3370
MW-LPF-16-42 | 42VDC 0.39Amp IP67 | 3370
MW-LPF-16D-12 | 12VDC 1.34Amp Dimming IP67 | 3650
MW-LPF-16D-24 | 24VDC 0.67Amp Dimming IP67 | 3650
MW-LPF-16D-36 | 36Vdc 0,45Amp Dimming | 3650
MW-LPF-16D-54 | 54VDC 0.30Amp Dimming IP67 | 3650
MW-LPF-25-12 | 12Vdc 2.1Amp IP67 | 3740
MW-LPF-25D-12 | 12VDC 2.1Amp Dimming IP67 | 4030
MW-LPF-25D-24 | 24VDC 1.05Amp Dimming IP67 | 4030
MW-LPF-25D-36 | 36Vdc 0,67Amp Dimming | 4030
MW-LPF-40-12 | 12Vdc 3.34Amp IP67 | 4320
MW-LPF-40-24 | 24Vdc 1.67Amp IP67 | 4320
MW-LPF-40-36 | 36VDC 1.12Amp IP67 | 4320
MW-LPF-40-48 | 48Vdc 0.84Amp IP67 | 4320
MW-LPF-40D-12 | 12VDC 3.34Amp Dimming IP67 | 4600
MW-LPF-40D-24 | 24VDC 1.67Amp Dimming IP67 | 4600
MW-LPF-60-12 | 12Vdc 5.0Amp IP67 | 4700
MW-LPF-60D-12 | 12VDC 5.0Amp Dimming IP67 | 4970
MW-LPF-60D-24 | 24VDC 2.5Amp Dimming IP67 | 4970
MW-LPF-60D-30 | 30Vdc 2.0Amp Dimming | 4970
MW-LPF-60D-36 | 36Vdc 1.67Amp Dimming | 4970
MW-LPF-60D-48 | 48Vdc 1.25Amp Dimming | 4970
MW-LPF-90-24 | 24Vdc 3.75Amp | 6700
MW-LPF-90D-20 | 20Vdc 4.50Amp Dimming | 6960
MW-LPF-90D-22 | 22Vdc 3.75Amp Dimming | 6960
MW-LPF-90D-24 | 24Vdc 3.75Amp Dimming | 6960
MW-LPH-18-12 | 12Vdc 1.5Amp IP67 | 1040
MW-LPH-18-24 | 24Vdc 0.75Amp IP67 | 1060
MW-LPH-18-36 | 36Vdc 0.5Amp IP67 | 1180
MW-LPHC-18-350 | 6~48Vdc 350mA IP67 | 1130
MW-LPHC-18-700 | 6~25Vdc 700mA IP67 | 1130
MW-LPP-150-12 | 12Vdc 12.5Amp | 5900
MW-LPS-100-12 | 12Vdc 8.4Amp | 4900
MW-LPS-100-24 | 24Vdc 4.2Amp | 4900
MW-LPS-100-27 | 27Vdc 3.8Amp | 4900
MW-LPS-50-05 | 05 Vdc 10Amp | 3000
MW-LPS-50-12 | 12Vdc 4.2Amp | 3000
MW-LPS-50-15 | 15Vdc 3.2Amp | 3000
MW-LPS-50-24 | 24Vdc 2.1Amp | 3000
MW-LPS-75-05 | 05Vdc 15Amp | 3200
MW-LPS-75-12 | 12 Vdc 6.2Amp | 3200
MW-LPS-75-24 | 24 Vdc 3.1Amp | 3200
MW-LPV-100-05 | 05VDC 12Amp IP67 | 4030
MW-LPV-100-12 | 12VDC 8.5Amp IP67 | 3650
MW-LPV-100-15 | 15VDC 6.7Amp IP67 | 4030
MW-LPV-100-24 | 24VDC 4.2Amp IP67 | 3650
MW-LPV-100-36 | 36VDC 2.8Amp IP67 | 4030
MW-LPV-100-48 | 48VDC 2.1Amp IP67 | 4030
MW-LPV-150-12 | 12VDC 10.0Amp IP67 | 5180
MW-LPV-150-15 | 15Vdc 8.0Amp IP67 | 5430
MW-LPV-150-24 | 24VDC 6.3Amp IP67 | 5180
MW-LPV-150-36 | 36VDC 4.2Amp IP67 | 5430
MW-LPV-150-48 | 48VDC 3.2Amp IP67 | 5430
MW-LPV-20-05 | 05VDC 3.0Amp IP67 | 1550
MW-LPV-20-12 | 12VDC 1.67Amp IP67 | 1470
MW-LPV-20-15 | 15VDC 1.33Amp IP67 | 1550
MW-LPV-20-24 | 24VDC 0.84Amp IP67 | 1470
MW-LPV-35-05 | 05VDC 6.0Amp IP67 | 2190
MW-LPV-35-12 | 12VDC 3.0Amp IP67 | 1930
MW-LPV-35-15 | 15VDC 2.4Amp IP67 | 2190
MW-LPV-35-24 | 24VDC 1.5Amp IP67 | 1930
MW-LPV-35-36 | 36VDC 1.0Amp IP67 | 2190
MW-LPV-60-05 | 05VDC 8.0Amp IP67 | 2440
MW-LPV-60-12 | 12VDC 5.0Amp IP67 | 2160
MW-LPV-60-15 | 15VDC 4.0Amp IP67 | 2440
MW-LPV-60-24 | 24VDC 2.5Amp IP67 | 2160
MW-LPV-60-36 | 36VDC 1.67Amp IP67 | 2440
MW-LPV-60-48 | 48VDC 1.25Amp IP67 | 2440
MW-LRS-035-05 | 05Vdc 7.0Amp | 1840
MW-LRS-035-12 | 12Vdc 3.0Amp | 1670
MW-LRS-035-15 | 15Vdc 2.4Amp | 1840
MW-LRS-035-24 | 24Vdc 1.5Amp | 1610
MW-LRS-035-36 | 36Vdc 1.0Amp | 1840
MW-LRS-035-48 | 48Vdc 0.8Amp | 1840
MW-LRS-050-05 | 05Vdc 10Amp | 1960
MW-LRS-050-12 | 12Vdc 4.2Amp | 1730
MW-LRS-050-15 | 15Vdc 3.4 Amp | 1870
MW-LRS-050-24 | 24Vdc 2.2Amp | 1640
MW-LRS-050-3.3 | 3.3Vdc 10Amp | 1960
MW-LRS-050-36 | 36Vdc 1.45Amp | 1960
MW-LRS-050-48 | 48Vdc 1.1Amp | 1960
MW-LRS-075-05 | 05Vdc 14.0Amp | 2530
MW-LRS-075-12 | 12Vdc 6.0Amp | 2100
MW-LRS-075-24 | 24Vdc 3.2Amp | 2010
MW-LRS-075-48 | 48Vdc 1.6Amp | 2390
MW-LRS-100-05 | 05Vdc 18.0Amp | 2880
MW-LRS-100-12 | 12Vdc 8.5Amp | 2360
MW-LRS-100-15 | 15Vdc 7.0Amp | 2670
MW-LRS-100-24 | 24Vdc 4.5Amp | 2210
MW-LRS-100-3.3 | 03.3Vdc 20.0Amp | 2900
MW-LRS-100-36 | 36Vdc 2.8Amp | 2670
MW-LRS-100-48 | 48Vdc 2.3Amp | 2670
MW-LRS-150-12 | 12Vdc 12.5Amp | 2930
MW-LRS-150-15 | 15Vdc 10Amp | 3340
MW-LRS-150-24 | 24Vdc 6.5Amp | 2730
MW-LRS-150-48 | 48Vdc 3.3Amp | 3050
MW-LRS-200-05KO | 05Vdc 40.0Amp | 4680
MW-LRS-200-12KO | 12Vdc 17.0Amp | 4000
MW-LRS-200-15KO | 15Vdc 14.0Amp | 4380
MW-LRS-200-24KO | 24Vdc 8.8Amp | 3770
MW-LRS-200-36KO | 36Vdc 5.9Amp | 4380
MW-LRS-200-48KO | 48Vdc 4.4Amp | 4170
MW-LRS-350-05KO | 05Vdc 60.0Amp | 5780
MW-LRS-350-12KO | 12Vdc 29.0Amp | 5000
MW-LRS-350-15KO | 15Vdc 23.2Amp | 5200
MW-LRS-350-24KO | 24Vdc 14.6Amp | 4800
MW-LRS-350-36KO | 36Vdc 9.7Amp | 5480
MW-LRS-350-48KO | 48Vdc 7.3Amp | 5200
MW-LSP-160-12-T | 12Vdc 13.5Amp Slim Güç Kaynağı Terminal Block | 8380
MW-MDR-010-05 | 5Vdc 2.0Amp DIN Rail | 2070
MW-MDR-010-12 | 12Vdc 0.84Amp DIN Rail | 1980
MW-MDR-010-15 | 15Vdc 0.67Amp DIN Rail | 2070
MW-MDR-010-24 | 24Vdc 0.42Amp DIN Rail | 1980
MW-MDR-020-05 | 5Vdc 3.0Amp DIN Rail | 2390
MW-MDR-020-12 | 12Vdc 1.67Amp DIN Rail | 2190
MW-MDR-020-15 | 15Vdc 1.34Amp DIN Rail | 2390
MW-MDR-020-24 | 24Vdc 1.0Amp DIN Rail | 2100
MW-MDR-040-05 | 5Vdc 6.0Amp DIN Rail | 3160
MW-MDR-040-12 | 12Vdc 3.33Amp DIN Rail | 3160
MW-MDR-040-24 | 24Vdc 1.70Amp DIN Rail | 3160
MW-MDR-040-48 | 48Vdc 0.83Amp DIN Rail | 3160
MW-MDR-060-05 | 5Vdc 10.0Amp DIN Rail | 3250
MW-MDR-060-12 | 12Vdc 5.0Amp DIN Rail | 3110
MW-MDR-060-24 | 24Vdc 2.50Amp DIN Rail | 3020
MW-MDR-060-48 | 48Vdc 1.25Amp DIN Rail | 3250
MW-MDR-100-12 | 12Vdc 7.50Amp DIN Rail | 5640
MW-MDR-100-24 | 24Vdc 4.0Amp DIN Rail | 5640
MW-MDR-100-48 | 48Vdc 2.0Amp DIN Rail | 5920
MW-MDS20B-12 | 18~36Vdc>12Vdc 1670mA Medical | 5660
MW-MDS20B-24 | 18~36Vdc>24Vdc 833mA Medical | 5660
MW-MES30A-6P1J | 24Vdc 1.25Amp Medikal | 2980
MW-MES50A-3P1J | 12Vdc 4.16Amp Medikal | 3950
MW-MFM-05-05 | 5Vdc 1.0Amp Medikal | 1290
MW-MFM-05-12 | 12Vdc 0.4Amp Medikal | 1290
MW-MFM-15-12 | 12Vdc 1.25Amp Medikal | 1710
MW-MFM-20-05 | 05Vdc 4.4Amp Medikal | 2100
MW-MHB100-24S12 | 18~36Vdc>+12Vdc 8.3Amp | 13340
MW-MHB100-24S24 | 18~36Vdc>+24Vdc 4.17Amp | 13340
MW-MHB150-48S12 | 36~75Vdc>+12Vdc 12.5Amp | 15290
MW-MHB75-12S24 | 9~18Vdc>+24Vdc 3.13Amp | 11340
MW-MHB75-24S05 | 18~36Vdc>+5Vdc 15.0Amp | 11340
MW-MHB75-24S12 | 18~36Vdc>+12Vdc 6.25Amp | 11340
MW-MHB75-48S12 | 36~75Vdc>+12Vdc 6.25Amp | 11340
MW-MHB75-48S24 | 36~75Vdc>+24Vdc 3.13Amp | 11340
MW-MHS-012 | MONTAJ APARATI (NES/LRS/SP) (200/320/350W) | 132
MW-MP1K0-XXXX | MODULER POWER | $1.150,00
MW-MP-450-2CENN | MODULER POWER | 78000
MW-MP-450-NI2I | MODULER POWER | 78000
MW-MP-650-2CCNN | MODULER POWER | 21000
MW-MP-650-2CNN | MODULER POWER | 66000
MW-MP-650-2CNNH | MODULER POWER | 79000
MW-MP-650-3DMF | MODULER POWER | 41000
MW-MP-650-LMEHJ | MODULER POWER | $1.150,00
MW-MP-650-MMFFH | MODULER POWER | $1.150,00
MW-MP-650-MMHHF | MODULER POWER | $1.150,00
MW-MPD-45B | +5/+24Vdc 5.0/1.8Amp PCB | 5100
MW-MPM-05-05 | 05Vdc 1.0Amp Medical | 1500
MW-MPM-10-05 | 5Vdc 2.0Amp Medikal | 1770
MW-MPM-10-24 | 24Vdc 0.42Amp Medikal | 1770
MW-MPM-15-24 | 24Vdc 0.63Amp Medikal | 1950
MW-MPM-20-15 | 15Vdc 1.40Amp Medical | 2460
MW-MPM-20-24 | 24Vdc 0.92Amp Medical | 2460
MW-MPM-30-12 | 12Vdc 2.5Amp Medical | 3180
MW-MPM-30-12ST | 12Vdc 2.5Amp Medical Screw Terminal | 3510
MW-MPM-30-15 | 15Vdc 2.0Amp Medical | 3180
MW-MPM-30-24ST | 24Vdc 1.3Amp Medical Screw Terminal | 3510
MW-MP-MX-XXX-SLOT | MP SLOT MS-75O | 4400
MW-MPS-120-12 | 12Vdc,10.0Amp | 14100
MW-MPS-30-05 | 05Vdc 5.0Amp | 5740
MW-MPT-45A | +5/+12/-5V 5.0/2.5/0.5A | 6620
MW-MPT-45B | 5/12/-12Vdc 3.0/2.0/0.3Amp | 6620
MW-MSP-0100-24 | 24Vdc 4.2 Amp Medikal | 8880
MW-MSP-0200-24 | 24Vdc 8.4 Amp Medikal | 14640
MW-MSP-0300-05 | 5Vdc 60.0Amp Medikal | 20160
MW-MSP-0300-12 | 12Vdc 27.0Amp Medikal | 20160
MW-MSP-0300-24 | 24Vdc 14.0Amp Medikal | 20160
MW-MSP-0300-3.3 | 3.3Vdc 60.0Amp Medikal | 20160
MW-MSP-0600-03.3 | 3.3Vdc 120.0Amp Medikal | 31200
MW-MSP-0600-12 | 12Vdc 53.0Amp Medikal | 31200
MW-MSP-0600-24 | 24Vdc 27.0Amp Medikal | 31200
MW-MSP-0600-48 | 48Vdc 13.0Amp Medikal | 31200
MW-MSP-1000-12 | 12Vdc 80.0Amp Medikal | 38400
MW-MSP-1000-24 | 24Vdc 42.0Amp Medikal | 38400
MW-MSP-1000-48 | 48Vdc 21.0Amp Medikal | 38400
MW-NDR-075-12 | 12Vdc 6.3Amp DIN Rail | 4290
MW-NDR-075-24 | 24Vdc 3.2Amp DIN Rail | 4290
MW-NDR-075-48 | 48Vdc 1.6Amp DIN Rail | 4290
MW-NDR-120-12 | 12Vdc 10.0Amp DIN Rail | 5020
MW-NDR-120-24 | 24Vdc 5.0Amp DIN Rail | 5020
MW-NDR-120-48 | 48Vdc 2.5Amp DIN Rail | 5020
MW-NDR-240-24 | 24Vdc 10.0Amp DIN Rail | 8110
MW-NDR-240-48 | 48Vdc 5.0 Amp DIN Rail | 8370
MW-NDR-480-24 | 24Vdc 20.0Amp DIN Rail | 17080
MW-NDR-480-48 | 48Vdc 10.0Amp DIN Rail | 17970
MW-NED-100B | +05/24VDC 10.0A/3.5A | 5000
MW-NFM-05-12 | 12Vdc 0.4Amp Medikal | 1520
MW-NFM-10-05 | 05Vdc 2.0Amp Medikal | 2050
MW-NFM-15-12 | 12Vdc 1.25Amp Medikal | 1990
MW-NFM-20-03.3 | 3.3Vdc 4.5Amp Medikal | 2460
MW-NFM-20-05 | 05Vdc 4.4Amp Medikal | 2460
MW-NID100-05 | 5Vdc 11.0Amp UMP400-24&48 modul | 2610
MW-NID100-12 | 12Vdc 7.5Amp UMP400-24&48 modul | 2610
MW-NID100-15 | 15Vdc 6.5Amp UMP400-24&48 modul | 2610
MW-NID100-24 | 24Vdc 4.2Amp UMP400-48 modul | 2610
MW-NID35-05 | (A) 5Vdc 3.5Amp UMP400-24&48 modul | 1800
MW-NID35-12 | 12Vdc 2.9Amp UMP400-24&48 modul | 1800
MW-NID35-15 | 15Vdc 2.4Amp UMP400-24&48 modul | 1800
MW-NID35-24 | 24Vdc 1.5Amp UMP400-48 modul | 1800
MW-NID65-05 | 5Vdc 6.5Amp UMP400-24&48 modul | 2120
MW-NID65-12 | 12Vdc 4.9Amp UMP400-24&48 modul | 2120
MW-NID65-15 | 15Vdc 4.3Amp UMP400-24&48 modul | 2120
MW-NID65-24 | 24Vdc 2.7Amp UMP400-48 modul | 2120
MW-NLDD-1050H | 10~56Vdc>6~52Vdc 1050mA step-down | 660
MW-NLDD-1050HW | 10~56Vdc>6~46Vdc 1050mA step-down | 930
MW-NLDD-1200H | 10~56Vdc>6~46Vdc 1200mA step-down | 660
MW-NLDD-1400H | 10~56Vdc>6~46Vdc 1400mA step-down | 660
MW-NLDD-350H | 10~56Vdc>6~52Vdc 350mA step-down | 660
MW-NLDD-500H | 10~56Vdc>6~52Vdc 500mA step-down | 660
MW-NLDD-700H | 10~56Vdc>6~52Vdc 700mA step-down | 660
MW-NLDD-700HW | 10~56Vdc>6~52Vdc 700mA step-down | 930
MW-NMP1K2 | 1200W Medikal Modüler Power | 36900
MW-NMP650 | 650W Medikal Modüler Power | 26200
MW-NMS-240-05 | 5V, 36.0A Medikal Modüler Power | 12420
MW-NMS-240-12 | 12V, 20.0A Medikal Modüler Power | 12420
MW-NMS-240-24 | 24V, 10.0A Medikal Modüler Power | 12420
MW-NMS-240-48 | 48V, 5.0A Medikal Modüler Power | 12420
MW-NPB-1200-12 | 14.4Vdc 70.0Amp 240~800Ah CVR(10.5~21V) | 42630
MW-NPB-1200-24 | 28.8Vdc 36.0Amp 120~420Ah CVR(21~42V) | 42630
MW-NPB-1200-48 | 57.6Vdc 18.0Amp 60~210Ah CVR(42~80V) | 42630
MW-NPB-120-12-TB | 14.4Vdc 6.8Amp 20~90Ah VAdj:10.5~15.2V | 8260
MW-NPB-1700-12 | 14.4Vdc 85.0Amp 300~1000Ah CVR(10.5~21V) | 56380
MW-NPB-1700-24 | 28.8Vdc 50.0Amp 200~640Ah CVR(21~42V) | 56380
MW-NPB-1700-48 | 57.6Vdc 25.0Amp 100~330Ah CVR(42~80V) | 56380
MW-NPB-240-12-TB | 14.4Vdc 13.5Amp 55~180Ah VAdj(10.5~15.2) | 10720
MW-NPB-240-24-TB | 28.8Vdc 8.0Amp 30~100Ah VAdj(21~30.4) | 10720
MW-NPB-240-48-TB | 57.6Vdc 4.0Amp 15~50Ah VAdj(42~60.8) | 10720
MW-NPB-360-12-TB | 14.4Vdc 20.0Amp 65~195Ah VAdj(10.5~15.2) | 12930
MW-NPB-360-24-TB | 28.8Vdc 12.0Amp 40~125Ah VAdj(21.0~30.4) | 12930
MW-NPB-360-48-TB | 57.6Vdc 6.0Amp 20~65Ah VAdj(42~60.8) | 12930
MW-NPB-450-12 | 14.4Vdc 25.0Amp 90~300Ah CVR(10.5~21V) | 20630
MW-NPB-450-24 | 28.8Vdc 13.5Amp 45~155Ah CVR(21~42V) | 20630
MW-NPB-450-48 | 57.6Vdc 6.80Amp 24~80Ah CVR(42~80V) | 20630
MW-NPB-450-72 | 72.0Vdc 5.50Amp 19~64Ah CVR(54~100V) | 20630
MW-NPB-750-12 | 14.4Vdc 43.0Amp 150~500Ah CVR(10.5~21V) | 30250
MW-NPB-750-24 | 28.8Vdc 22.5Amp 80~260Ah CVR(21~42V) | 30250
MW-NPB-750-48 | 57.6Vdc 11.3Amp 40~130Ah CVR(42~80V) | 30250
MW-NPP-1200-12 | 14.4Vdc 70.0Amp 240~800Ah Vadj(10.5~21V)&PowerSup | 40600
MW-NPP-1700-12 | 14.4Vdc 85.0Amp 300~1000Ah Vadj(10.5~21V)&PowerSup | 53700
MW-NPP-450-12 | 14.4Vdc 25.0Amp 90~300Ah Vadj(10.5~21V)&PowerSup | 19430
MW-NPP-750-12 | 14.4Vdc 43.0Amp 150~500Ah Vadj(10.5~21V)&PowerSup | 29000
MW-NSD05-48S5 | 22~72Vdc>+05Vdc 2000mA | 1450
MW-NSD10-12D05 | 9.8~36Vdc>+/-5Vdc +/-1000mA | 2030
MW-NSD10-12D12 | 9.8~36Vdc>+/-12Vdc +/-600mA | 2030
MW-NSD10-12S05 | 9.8~36Vdc>+5Vdc 2000mA | 1920
MW-NSD10-12S09 | 9.8~36Vdc>+9Vdc 1100mA | 1920
MW-NSD10-48S05 | 22~72Vdc>+5Vdc 2000mA | 1920
MW-NSD10-48S09 | 22~72Vdc>+9Vdc 1100mA | 1920
MW-NSD10-48S12 | 22~72Vdc>+12Vdc 830mA | 1920
MW-NSD15-12D12 | 9.4~36Vdc>+/-12Vdc +/-620mA | 2580
MW-NSD15-12S3 | 9.4~36Vdc>+3.3Vdc 3750mA | 2500
MW-NSD15-12S5 | 9.4~36Vdc>+5Vdc 3000mA | 2500
MW-NTS-1200-212EU | 12Vdc-220VAC 1200W | 43100
MW-NTS-1200-224EU | 24Vdc-220VAC 1200W | 43100
MW-NTS-1200-248EU | 48Vdc-220VAC 1200W | 43100
MW-NTS-1700-212EU | 12Vdc-220VAC 1700W | 67860
MW-NTS-1700-224EU | 24Vdc-220VAC 1700W | 67650
MW-NTS-1700-248EU | 48Vdc-220VAC 1700W | 67860
MW-NTS-2200-212EU | 12Vdc-220VAC 2200W | $1.189,00
MW-NTS-2200-224EU | 24Vdc-220VAC 2200W | $1.189,00
MW-NTS-2200-248EU | 48Vdc-220VAC 2200W | $1.189,00
MW-NTS-250P-212 | 12Vdc-220VAC 250W Build-in PCB | 15660
MW-NTS-250P-224 | 24Vdc-220VAC 250W Build-in PCB | 15660
MW-NTS-250P-248 | 48Vdc-220VAC 250W Build-in PCB | 15660
MW-NTS-300-212EU | 12Vdc-220VAC 300W | 16780
MW-NTS-300-224EU | 24Vdc-220VAC 300W | 16780
MW-NTS-300-248EU | 48Vdc-220VAC 300W | 16780
MW-NTS-3200-212EU | 12Vdc-220VAC 3200W | $1.392,00
MW-NTS-3200-224EU | 24Vdc-220VAC 3200W | $1.392,00
MW-NTS-3200-248EU | 48Vdc-220VAC 3200W | $1.392,00
MW-NTS-400P-212 | 12Vdc-220VAC 400W Build-in PCB | 16530
MW-NTS-400P-224 | 24Vdc-220VAC 400W Build-in PCB | 16530
MW-NTS-400P-248 | 48Vdc-220VAC 400W Build-in PCB | 16530
MW-NTS-450-212EU | 12Vdc-220VAC 450W | 17600
MW-NTS-450-224EU | 24Vdc-220VAC 450W | 17600
MW-NTS-450-248EU | 48Vdc-220VAC 450W | 17600
MW-NTS-750-212EU | 12Vdc-220VAC 750W | 38190
MW-NTS-750-224EU | 24Vdc-220VAC 750W | 38190
MW-NTS-750-248EU | 48Vdc-220VAC 750W | 38190
MW-NTU-1200-212EU | 12Vdc-220VAC 1200W with UPS | 47850
MW-NTU-1200-224EU | 24Vdc-220VAC 1200W with UPS | 43100
MW-NTU-1200-248EU | 48Vdc-220VAC 1200W with UPS | 47850
MW-NTU-1700-212EU | 12Vdc-220VAC 1700W with UPS | 74540
MW-NTU-1700-224EU | 24Vdc-220VAC 1700W with UPS | 67650
MW-NTU-1700-248EU | 48Vdc-220VAC 1700W with UPS | 74540
MW-NTU-2200-212EU | 12Vdc-220VAC 2200W with UPS | $1.305,00
MW-NTU-2200-224EU | 24Vdc-220VAC 2200W with UPS | $1.305,00
MW-NTU-2200-248EU | 48Vdc-220VAC 2200W with UPS | $1.305,00
MW-NTU-3200-212EU | 12Vdc-220VAC 3200W with UPS | $1.537,00
MW-NTU-3200-224EU | 24Vdc-220VAC 3200W with UPS | $1.537,00
MW-NTU-3200-248EU | 48Vdc-220VAC 3200W with UPS | $1.537,00
MW-ODLC-45-1050DA | 45W 1050mA Dimming 0~10V, 10V PWM, DALI | 4470
MW-ODLC-45-700DA | 45W 700mA Dimming 0~10V, 10V PWM, DALI | 4470
MW-ODLC-65-1050DA | 65W 1050mA Dimming 0~10V, 10V PWM, DALI | 5200
MW-ODLC-65-1400DA | 65W 1400mA Dimming 0~10V, 10V PWM, DALI | 5200
MW-ODLC-65-1750DA | 65W 1750mA Dimming 0~10V, 10V PWM, DALI | 5200
MW-ODLC-65-700DA | 65W 700mA Dimming 0~10V, 10V PWM, DALI | 5200
MW-ODLC-65A-1750 | 65W 1750mA Dimming 0~10V, 10V PWM, AUX | 4040
MW-OFM-0202 | 12Vdc, 1,8Amp Open Frame | 5000
MW-OFM-1502 | 12VDC 1.25AMP | 4500
MW-OWA-120E-12 | 12Vdc 9.6Amp IP67 Moistureproof | 9220
MW-OWA-200E-24 | 24Vdc 8.3Amp IP67 Moistureproof | 9630
MW-OWA-60E-12 | 12Vdc 5.0Amp IP67 Moistureproof | 4930
MW-OWA-90E-12 | 12Vdc 7.5Amp IP67 Moistureproof | 7220
MW-OWA-90E-15 | 15Vdc 6.0Amp IP67 Moistureproof | 7220
MW-PA-120P-13C | 13.8Vdc 7.2Amp | 9420
MW-PA-120P-27C | 27.6Vdc 4,3Amp | 9420
MW-PB-1000-12 | 14.4Vdc 60.0Amp 200~600Ah | 55400
MW-PB-1000-24 | 28.8Vdc 34.7Amp 120~350Ah | 55400
MW-PB-1000-48 | 57.6Vdc 17.4Amp 60~175Ah | 55400
MW-PB-360P-12 | 14.4Vdc 24.3Amp 80~240Ah | 18140
MW-PB-360P-24 | 28.8Vdc 12.5Amp 40~125Ah | 18140
MW-PB-360P-48 | 57.6Vdc 5.3Amp 20~65Ah | 18140
MW-PB-600-12 | 14.4Vdc 40.0Amp 135~400Ah | 38280
MW-PB-600-24 | 28.8Vdc 21.0Amp 70~210Ah | 38280
MW-PB-600-48 | 57.6Vdc 10.5Amp 35~105Ah | 38280
MW-PCD-16-1050B | 12~16Vdc 1050mA | 2700
MW-PCD-16-1400B | 08~12Vdc 1400mA | 2700
MW-PCD-16-350B | 24~48Vdc 350mA | 2700
MW-PCD-16-700B | 16~24Vdc 700mA | 2700
MW-PCD-25-1050B | 16~24Vdc 1050mA | 2910
MW-PCD-25-1400B | 12~18Vdc 1400mA | 2910
MW-PCD-25-350B | 40~58Vdc 350mA | 2910
MW-PCD-25-700B | 24~36Vdc 700mA | 2910
MW-PCD-40-1050B | 22~38Vdc 1050mA | 3660
MW-PCD-40-1400B | 17~29Vdc 1400mA | 3660
MW-PCD-40-1750B | 13~23Vdc 1750mA | 3660
MW-PCD-40-350B | 70~108Vdc 350mA | 3660
MW-PCD-40-500B | 45~80Vdc 500mA | 3660
MW-PCD-40-700B | 34~57Vdc 700mA | 3660
MW-PCD-60-1050B | 34~57Vdc 1050mA | 4050
MW-PCD-60-1400B | 25~43Vdc 1400mA | 4050
MW-PCD-60-1750B | 20~34Vdc 1750mA | 4050
MW-PCD-60-2000B | 18~30Vdc 2000mA | 4050
MW-PCD-60-2400B | 15~25Vdc 2400mA | 4050
MW-PCD-60-500B | 70~108Vdc 500mA | 4050
MW-PCD-60-700B | 50~86Vdc 700mA | 4050
MW-PD-2503 | +3.3/5Vdc 5.0/4.0Amp PCB | 3000
MW-PD-2505 | +5/-5Vdc 3.0/2.5Amp PCB | 3000
MW-PD-2512 | +12/-12Vdc 1.2/1.2Amp PCB | 3000
MW-PD-2515 | +15/-15 Vdc 1.0/1.0Amp PCB | 30
MW-PD-25A | PCB SERİSİ +5/+12 VDC | 2640
MW-PD-25B | PCB SERİSİ +5/+24 VDC | 2640
MW-PD-45A | PCB SERİSİ +5/+12 VDC | 2640
MW-PD-45B | PCB SERİSİ +5/+24 VDC | 2640
MW-PD-65B | PCB SERİSİ +5/+24 | 3000
MW-PHP-3500-24 | 24Vdc 145.0Amp Fansız | $1.815,00
MW-PID-250A | +12/+5Vdc 15.0/5.0Amp | 11550
MW-PID-250B | +24/+5Vdc 9.4/5.0Amp | 11550
MW-PID-250C | +36/+5Vdc 6.3/5.0Amp | 11550
MW-PID-250D | +48/+5VDC 4.7/5.0AMP | 11550
MW-PLC-045-12 | 12Vdc 3.8Amp | 5510
MW-PLC-045-48 | 48Vdc 0.95Amp | 5510
MW-PLC-060-15 | 15Vdc 4.0Amp | 5800
MW-PLC-060-20 | 20Vdc 3.0Amp | 5800
MW-PLC-060-24 | 24Vdc 2.5Amp | 5800
MW-PLC-060-27 | 24Vdc 2.3Amp | 5800
MW-PLC-060-36 | 36Vdc 1.7Amp | 5800
MW-PLC-100-15 | 15Vdc 5.0Amp | 7400
MW-PLD-16-350 | 24~48Vdc 16.0W 350mA | 2550
MW-PLD-16-700 | 16~24Vdc 16.0W 700mA | 2550
MW-PLD-25-350 | 36~58Vdc 20.0W 350mA | 2760
MW-PLD-25-700 | 24~36Vdc 25.0W 700mA | 2760
MW-PLD-60-1750 | 20~34Vdc 60W 1750mA | 3600
MW-PLM-12E-350 | 22~36Vdc 12.0W 350mA | 2220
MW-PLM-25E-1050 | 14~24Vdc 25.0W 1050mA | 1970
MW-PLM-25E-350 | 42~72Vdc 25.0W 350mA | 1970
MW-PLM-40-1400 | 15~29Vdc 40.0W 1400mA | 2800
MW-PLM-40-1750 | 12~23Vdc 40.0W 1750mA | 2800
MW-PLM-40-500 | 40~80Vdc 40.0W 500mA | 2800
MW-PLM-40E-1400 | 15~29Vdc 40.0W 1400mA | 2600
MW-PLM-40E-1750 | 12~23Vdc 40.0W 1750mA | 2600
MW-PLM-40E-500 | 40~80Vdc 40.0W 500mA | 2600
MW-PLM-40E-700 | 29~57Vdc 40.0W 700mA | 2600
MW-PLN-030-24 | 24Vdc 1.25Amp | 3870
MW-PLN-030-36 | 36Vdc 0.84Amp | 3870
MW-PLN-030-48 | 48Vdc 0.63Amp | 3870
MW-PLN-060-12 | 12Vdc 5.0Amp | 6000
MW-PLN-060-36 | 36Vdc 1.7Amp | 6000
MW-PLN-100-12 | 12Vdc 5.0Amp | 6000
MW-PLN-100-15 | 15Vdc 5.0Amp | 7650
MW-PLN-100-36 | 36Vdc 2.65Amp | 7650
MW-PLN-45-24 | 24Vdc 1.9Amp | 5700
MW-PLP-020-48 | 48Vdc 0.42Amp PCB | 2500
MW-PLP-030-12 | 12Vdc 2.5Amp PCB | 2520
MW-PLP-030-24 | 24Vdc 1.25Amp PCB | 2520
MW-PLP-030-48 | 48Vdc 0.65Amp PCB | 2520
MW-PLP-045-12 | 12Vdc 3.80Amp PCB | 2790
MW-PLP-045-24 | 24Vdc 1.90Amp PCB | 2790
MW-PLP-045-48 | 48Vdc 0.95Amp PCB | 2790
MW-PLP-060-24 | 24Vdc 2.5Amp PCB | 3000
MW-PLP-060-48 | 48Vdc 1.3Amp PCB | 3000
MW-PM-10-03.3 | 3,3Vdc 2.5Amp Medikal | 2000
MW-PM-15-24 | 24Vdc 0.63Amp Medikal | 2500
MW-PM-20-05 | 05Vdc 4.4Amp Medikal | 3000
MW-PM-20-24 | 24Vdc 0.92Amp Medikal | 3000
MW-PPS-125-27 | 27VDC 4.6A | 9500
MW-PPT-125C | +5/+15/-15VDC | 8520
MW-PS-05-05 | 05VDC 1.0AMP | 1020
MW-PS-05-12 | 12Vdc 0.45Amp | 1020
MW-PS-05-24 | 24Vdc 0.22Amp | 1020
MW-PS-15-12 | 12VDC 1.25AMP | 1800
MW-PS-25-05 | 5.0Vdc 5.0Amp | 2500
MW-PS-25-13.5 | 13.5Vdc 1.9Amp | 2500
MW-PS-25-24 | 24 VDC 1.0 AMP | 2500
MW-PS-35-05 | 05Vdc 6.0Amp | 3000
MW-PS-35-13.5 | 13.5VDC 2.6AMP | 3000
MW-PS-35-15 | 15VDC 2.4AMP | 3000
MW-PS-45-03.3 | 24VDC 1.5AMP | 3500
MW-PSC-100A | 13.8Vdc 4.75Amp-13.8Vdc 2.5Amp | 6240
MW-PSC-100A-C | 13.8Vdc 4.75Amp-13.8Vdc 2.5Amp | 6730
MW-PSC-100B | 27.6Vdc 2.4Amp-27.6Vdc 1.25Amp | 6240
MW-PSC-100B-C | 27.6Vdc 2.4Amp-27.6Vdc 1.25Amp | 6730
MW-PSC-160A | 13.8Vdc 7.6Amp-13.8Vdc 4.0Amp | 8240
MW-PSC-160A-C | 13.8Vdc 7.6Amp-13.8Vdc 4.0Amp | 8570
MW-PSC-160B | 27.6Vdc 3.8Amp-27.6Vdc 2.0Amp | 8240
MW-PSC-160B-C | 27.6Vdc 3.8Amp-27.6Vdc 2.0Amp | 8570
MW-PSC-35A | 13.8Vdc 1.7Amp-13.8Vdc 0.9Amp | 2710
MW-PSC-35A-C | 13.8Vdc 1.7Amp-13.8Vdc 0.9Amp | 3110
MW-PSC-35B | 27.6Vdc 0.85Amp-27.6Vdc 0.45Amp | 2710
MW-PSC-35B-C | 27.6Vdc 0.85Amp-27.6Vdc 0.45Amp | 3110
MW-PSC-60A | 13.8Vdc 2.8Amp-13.8Vdc 1.5Amp | 3600
MW-PSC-60A-C | 13.8Vdc 2.8Amp-13.8Vdc 1.5Amp | 3800
MW-PSC-60B | 27.6Vdc 1.4Amp-27.6Vdc 0.75Amp | 3600
MW-PSC-60B-C | 27.6Vdc 1.4Amp-27.6Vdc 0.75Amp | 3600
MW-PSD-15C-05 | 36~72Vdc>+5Vdc 3.0Amp PCB | 1600
MW-PSD-30B-05 | 18~36Vdc>+5Vdc 5.0Amp PCB | 2410
MW-PSD-30B-12 | 18~36Vdc>12Vdc 2.5Amp PCB | 2410
MW-PSD-30C-24 | 36~72Vdc>24Vdc 1.1Amp PCB | 2410
MW-PSP-0600-05 | 05Vdc 80.0Amp | 22860
MW-PSP-0600-12 | 12Vdc 50.0Amp | 22860
MW-PSP-0600-13.5 | 13.5Vdc 44.5Amp | 22860
MW-PSP-0600-15 | 15Vdc 40.0Amp | 22860
MW-PSP-0600-24 | 24Vdc 25.0Amp | 22860
MW-PSP-0600-27 | 27Vdc 22.0Amp | 22860
MW-PSP-0600-48 | 48Vdc 12.5Amp | 22860
MW-PSP-1000-05 | 05Vdc 145 Amp | 23060
MW-PSPA-1000-12 | 12Vdc 80.0Amp | 33060
MW-PSPA-1000-15 | 15Vdc 64.0Amp | 33060
MW-PSPA-1000-24 | 24Vdc 42.0Amp | 33060
MW-PSPA-1000-48 | 48Vdc 21.0Amp | 33060
MW-PT-45A | +5/+12/-5 VDC | 285
MW-PT-45B | +5/+12/-12 VDC | 285
MW-PT-45C | +5/+15/-15 VDC | 285
MW-PT-6503 | +3.3/5/12VDC 7.0/10/1.2A | 3850
MW-PT-65A | +5/+12/-5 VDC | 32
MW-PT-65B | +5/+12/-12 VDC | 32
MW-PT-65C | +5/+15/-15 VDC | 32
MW-PT-65D | +5/+12/+24 VDC | 32
MW-PWM-060-12KN | 12Vdc 5.0Amp Dimming | 8100
MW-PWM-060-24KN | 24Vdc 2.5Amp Dimming | 8100
MW-PWM-090-12DA2 | 12Vdc 7.5 Amp DALI2 Dimming | 6880
MW-PWM-090-24DA2 | 24Vdc 3.75Amp DALI2 Dimming | 8070
MW-PWM-120-12DA2 | 12Vdc 10.0Amp DALI2 Dimming | 7780
MW-PWM-120-12KN | 12Vdc 10.0Amp KNX | 10860
MW-PWM-120-24DA | 24Vdc 5.0Amp DALI Dimming | 9150
MW-PWM-120-24DA2 | 24Vdc 5.0Amp DALI2 Dimming | 7780
MW-PWM-120-24KN | 24Vdc 5.0Amp KNX | 10860
MW-QP-150-3A | +5/3.3/12/-5V 15/15/5/1.0A | 16350
MW-QP-150-3D | +5/3.3/24/-12V 15/15/3.0/1.0A | 16350
MW-QP-150D | +5/12/24/-12V 15/5.0/3.0/1.0A | 16350
MW-QP-200D | +5/12/24/-12V 20/7.0/6.0/1.0A | 18330
MW-QP-320D | NewModel: UMP-400-24-FIN | 21780
MW-QP-320F | NewModel: UMP-400-24-IKO | 21780
MW-QP-375-05E | +5/+12/+-24/+-24VDC | 34000
MW-QP-375-24C | +24/+5/-+15/-+15VDC | 34000
MW-RCB-1600-24 | 48Vdc 55.0Amp Rack Tipi Akü Şarj | 79200
MW-RCB-1600-48 | 48Vdc 27.5Amp Rack Tipi Akü Şarj | 79200
MW-RCP-1000-48 | 48Vdc 21.0Amp RackMountable | 51600
MW-RCP-1000-48-C | 48Vdc 21.0Amp RackMountable | 54000
MW-RCP-1UT | 1U Rack Power System | 45000
MW-RCP-2000-12 | 12Vdc 100.0Amp RackMountable | 93300
MW-RCP-2000-24 | 24Vdc 80.0Amp RackMountable | 93300
MW-RCP-2000-48 | 48Vdc 42.0Amp RackMountable | 93300
MW-RCP-MU | RACK KONTROL&MONITOR PANEL | 33300
MW-RD-03513 | +13.5/-13.5Vdc 2.0/0.57Amp | 2700
MW-RD-035A | +5/+12Vdc 4.0/1.0Amp | 2700
MW-RD-035B | +5/+24Vdc 4.0/1.3Amp | 2700
MW-RD-050A | +5/+12Vdc 6.0/3.0Amp | 3020
MW-RD-050B | +5/+24Vdc 6.0/2.0Amp | 3020
MW-RD-065A | +5/+12Vdc 8.0/4.0Amp | 3550
MW-RD-065B | +5/+24Vdc 8.0/3.0Amp | 3550
MW-RD-085A | +5/+12Vdc 10.0/5.0Amp | 4510
MW-RD-085B | +5/+24Vdc 10.0/2.5Amp | 4510
MW-RD-125-1224 | +12/+24Vdc 7.0/5.0Amp | 5120
MW-RD-125-1248 | +12/+48Vdc 7.0/2.5Amp | 5120
MW-RD-125-2412 | +24/+12Vdc 5.0/7.0Amp | 5120
MW-RD-125-2448 | +24/+48Vdc 4.0/2.5Amp | 5120
MW-RD-125A | +5/+12Vdc 15.0/10.0Amp | 5120
MW-RD-125B | +5/+24Vdc 10.0/5.0Amp | 5120
MW-RDDW08F-12 | 9~36Vdc>+-12Vdc 333mA Railway | 2820
MW-RDDW10H-12 | 43~160Vdc>+-12Vdc 416mA Railway | 3830
MW-RDDW20F-12 | 9~36Vdc>+-12Vdc 835mA Railway | 5950
MW-RDDW40F-12 | 9~36Vdc>+-12Vdc 1666mA Railway | 7750
MW-RDDW60F-12 | 9~36Vdc>+-12Vdc 2500mA Railway | 9280
MW-RFP-M2M3-3A | Wireless Color Temp. Remote Contreller | 5940
MW-RID-050A | +5/+12V 6.0/3.0A Izole | 3810
MW-RID-050B | +5/+24VDC 6.0/2.0AMP Izole | 3810
MW-RID-125-1205 | +12/+05V 10.5/3.0A | 6510
MW-RID-125-1224 | +12/+24V 7.0/5.0A | 6510
MW-RKP-1U-CMU1 | 3’LÜ RACK | $1.002,00
MW-RKP-1UT | 3’LÜ RACK | 72600
MW-RKP-CMU1 | 1U Rack Mount Control & Monitor Unit | 48000
MW-RPB-1600-12 | 14.4Vdc 100Amp Rack Tipi Akü Şarj | 72640
MW-RPB-1600-24 | 28.8Vdc 55.0Amp Rack Tipi Akü Şarj | 72640
MW-RPB-1600-48 | 57.6Vdc 27.5Amp Rack Tipi Akü Şarj | 72640
MW-RPD-65C | +12/+5V 5.8/1.5A | 3960
MW-RPD-65D | +24/+5V 2.9/1.5A | 3960
MW-RPS-120-12 | 12Vdc 10.0Amp Open Frame | 3930
MW-RPS-120-12C | 12Vdc 10.0Amp Enclosed | 4620
MW-RPS-120-15 | 15Vdc 5.6Amp Open Frame | 3930
MW-RPS-120-24 | 24Vdc 5.0Amp Open Frame | 3930
MW-RPS-120-24C | 24Vdc 5.0Amp Enclosed | 4620
MW-RPS-200-12 | 12Vdc 16.7Amp PCB | 8190
MW-RPS-200-24 | 24Vdc 8.3Amp PCB | 8190
MW-RPS-200-24C | 24Vdc 8.3Amp Enclosed | 9330
MW-RPS-300-12 | 12Vdc 25.0Amp PCB | 11550
MW-RPS-300-15 | 15Vdc 20.0Amp PCB | 11550
MW-RPS-300-24 | 24Vdc 12.5Amp PCB | 11550
MW-RPS-300-24C | 24Vdc 12.5Amp Enclosed | 12300
MW-RPS-400-12 | 12Vdc 33.3Amp PCB | 13740
MW-RPS-400-12-TF | 12Vdc 33.3Amp Enclosed Top Fan | 16500
MW-RPS-400-15C | 15Vdc 16.70Amp Enclosed | 14460
MW-RPS-400-24 | 24Vdc 10.5Amp PCB | 13740
MW-RPS-400-24-TF | 24Vdc 10.5Amp Enclosed Top Fan | 16500
MW-RPS-400-27 | 27Vdc 14.9Amp PCB | 13740
MW-RPS-500-12-C | 12Vdc 25.8Amp Enclosed | 17100
MW-RPS-500-24-C | 24Vdc 25.8Amp Enclosed | 17100
MW-RPS-500-27 | 27Vdc 18.5Amp PCB | 16500
MW-RPS-60-05 | 05Vdc 10.0Amp PCB | 2460
MW-RPS-60-12 | 12Vcd 5.0Amp PCB | 2460
MW-RPS-60-24 | 24Vdc 2.5Amp PCB | 2460
MW-RPS-65-24 | 24Vdc 2.71Amp PCB Medikal | 2730
MW-RPS-75-03.3 | 3.3Vdc 20.0Amp PCB | 3630
MW-RPS-75-05 | 05Vdc 18.7Amp PCB | 3630
MW-RPS-75-12 | 12Vdc 8.3Amp PCB | 3630
MW-RPS-75-15 | 15Vdc 6.7Amp PCB | 3630
MW-RPS-75-24 | 24Vdc 3.2Amp PCB | 3630
MW-RPS-75-36 | 36Vdc 2.8Amp PCB | 3630
MW-RPT-160B | +5/+12/-12V 14/5.0/1.0A | 12450
MW-RPT-60A | +5/+12/-5V 4.4/2.2/0.55A | 3120
MW-RPT-60B | +5/+12/-12V 4.4/2.2/0.55A | 3120
MW-RPT-60C | +5/+15/-15V 4.4/0.65/0.55A | 3120
MW-RPT-60D | +5/+24/-12V 3.85/1.1/0.55A | 3120
MW-RPT-65F | +12/+5/-12V 5.8/1.5/0.7A | 4290
MW-RPT-65G | +24/+5/-12V 2.9/1.5/0.7A | 4290
MW-RPT-75A | +5/+12/-5 6.0/3.0/0.5A | 4770
MW-RPT-75B | +5/+12/-12V 8.0/4.0/1.0A | 4770
MW-RPT-75C | +5/+15/-15V 8.0/3.0/1.0A | 4770
MW-RPT-75D | +5/+24/12V 8.0/2.0/1.0A | 4770
MW-RQ-050B | +5/+12/-5/-12Vdc | 3810
MW-RQ-050C | +5/+15/-5/-15Vdc | 3810
MW-RQ-050D | +5/+12/+24/-12Vdc | 3810
MW-RQ-065B | +5/+12/-5/-12Vdc | 4200
MW-RQ-065C | +5/+15/-5/-15Vdc | 4200
MW-RQ-065D | +5/+12/+24/-12Vdc | 4200
MW-RQ-085B | +5/+12/-5/-12Vdc | 5820
MW-RQ-085C | +5/+15/-5/-15Vdc | 5820
MW-RQ-085D | +5/+12/+24/-12Vdc | 5820
MW-RQ-125B | +5/+12/-5/-12Vdc | 6610
MW-RQ-125C | +5/+15/-5/-15Vdc | 6610
MW-RQ-125D | +5/+12/+24/-12Vdc | 6610
MW-RS-015-03.3 | 3.3Vdc 3.0Amp | 1390
MW-RS-015-05 | 05Vdc 3.0Amp | 1380
MW-RS-015-12 | 12Vdc 1.3amp | 1270
MW-RS-015-15 | 15Vdc 1.0Amp | 1380
MW-RS-015-24 | 24Vdc 0,63amp | 1320
MW-RS-015-48 | 48Vdc 0.31Amp | 1380
MW-RS-025-03.3 | 3.3Vdc 6.0Amp | 2260
MW-RS-025-05 | 05Vdc 5.0Amp | 1550
MW-RS-025-12 | 12Vdc 2.1Amp | 1500
MW-RS-025-15 | 15Vdc 1.7Amp | 1640
MW-RS-025-24 | 24Vdc 1.1Amp | 1500
MW-RS-025-48 | 48Vdc 0.57Amp | 1640
MW-RS-035-03.3 | 3.3Vdc 10.0Amp | 2260
MW-RS-035-12 | 12Vdc 3.0Amp | 2260
MW-RS-035-24 | 24Vdc 1.5amp | 2260
MW-RS-050-03.3 | 3.3Vdc 10.0Amp | 2500
MW-RS-050-05 | 5.0Vdc 10.0Amp | 2500
MW-RS-050-12 | 12Vdc 4.2Amp | 2500
MW-RS-050-15 | 15Vdc 3,4Amp | 2500
MW-RS-050-24 | 24Vdc 2.2Amp | 2500
MW-RS-050-48 | 48Vdc 1.1Amp | 2500
MW-RS-075-03.3 | 3.3Vdc 15.0Amp | 3040
MW-RS-075-12 | 12Vdc 7.2Amp | 3040
MW-RS-075-24 | 24Vdc 3.6Amp | 3040
MW-RS-100-12 | 12Vdc 8.5Amp | 4050
MW-RS-100-24 | 24Vdc 4.2Amp | 4050
MW-RS-100-3.3 | 3.3Vdc 20.0Amp | 4050
MW-RS-150-03.3 | 3.3Vdc 30.0Amp | 4340
MW-RS-150-05 | 05Vdc 26,0Amp | 4340
MW-RS-150-12 | 12Vdc 12.5Amp | 4340
MW-RS-150-15 | 15Vdc 10.0Amp | 4340
MW-RS-150-24 | 24Vdc 6.5Amp | 4340
MW-RS-150-48 | 48Vdc 3.3Amp | 4340
MW-RSD-030G-05 | 9.0~36.0Vdc>5.0Vdc 6.0Amp | 4930
MW-RSD-030G-12 | 9.0~36.0Vdc>12Vdc 2.5Amp | 4930
MW-RSD-030G-24 | 9.0~36.0Vdc>24Vdc 1.5Amp | 4930
MW-RSD-030H-12 | 40~160Vdc>12Vdc 2.5Amp | 4930
MW-RSD-030H-24 | 40~160Vdc>24Vdc 1.25Amp | 4930
MW-RSD-030L-05 | 18~72Vdc>5Vdc 6.0Amp | 4930
MW-RSD-030L-12 | 18~72Vdc>12Vdc 3.0Amp | 4930
MW-RSD-030L-24 | 18~72Vdc>24Vdc 1.5Amp | 4930
MW-RSD-060G-05 | 9~36Vdc>5Vdc 12.0Amp | 6300
MW-RSD-060G-12 | 9~36Vdc>12Vdc 5.0Amp | 6300
MW-RSD-060G-24 | 9~36Vdc>24Vdc 2.5Amp | 6300
MW-RSD-060H-05 | 40~160Vdc>5Vdc 12.0Amp | 6300
MW-RSD-060H-12 | 40~160Vdc>12Vdc 5Amp | 6300
MW-RSD-060H-24 | 40~160Vdc>24Vdc 2.5Amp | 6300
MW-RSD-060L-05 | 18~72Vdc>5Vdc 12.0Amp | 6300
MW-RSD-060L-12 | 18~72Vdc>12Vdc 5.0Amp | 6300
MW-RSD-060L-24 | 18~72Vdc>24Vdc 2.5Amp | 6300
MW-RSD-100B-05 | 16.8~31.2Vdc>5Vdc 20.0Amp | 10960
MW-RSD-100B-12 | 16.8~31.2Vdc>12Vdc 8.4Amp | 10960
MW-RSD-100B-24 | 16.8~31.2Vdc>24Vdc 4.2Amp | 10960
MW-RSD-100C-05 | 33.6~62.4Vdc>5Vdc 20.0Amp | 10960
MW-RSD-100C-12 | 33.6~62.4Vdc>12Vdc 8.4Amp | 10960
MW-RSD-100C-24 | 33.6~62.4Vdc>24Vdc 4.2Amp | 10960
MW-RSD-100D-05 | 62.5~143Vdc>5Vdc 20.0Amp | 10960
MW-RSD-100D-12 | 67.2~143Vdc>12Vdc 8.4Amp | 10960
MW-RSD-100D-24 | 67.2~143Vdc>24Vdc 4.2Amp | 10960
MW-RSD-150B-05 | 16.8~31.2Vdc>5Vdc 30.0Amp | 14210
MW-RSD-150B-12 | 16.8~31.2Vdc>12Vdc 12.5Amp | 14210
MW-RSD-150B-24 | 16.8~31.2Vdc>24Vdc 6.3Amp | 14210
MW-RSD-150C-12 | 33.6~62.4 Vdc>12Vdc 12.5Amp | 14210
MW-RSD-150D-05 | 67.2~143Vdc>5Vdc 30.0Amp | 14210
MW-RSD-150D-12 | 67.2~143.0Vdc>12Vdc 12.5Amp | 14210
MW-RSD-150D-24 | 67.2~143Vdc>24Vdc 6.5Amp | 14210
MW-RSD-200B-12 | 16.8~31.2Vdc>12Vdc 16.7Amp | 16680
MW-RSD-200B-24 | 16.8~31.2Vdc>24Vdc 8.4Amp | 16680
MW-RSD-200D-24 | 67.2~143Vdc>24Vdc 8.4Amp | 16680
MW-RSD-200D-48 | 67.2~143Vdc>48Vdc 4.2Amp | 16680
MW-RSD-300B-05 | 16.8~31.2Vdc>05Vdc 42.0Amp | 20010
MW-RSD-300B-12 | 16.8~31.2Vdc>12Vdc 22.5Amp | 20010
MW-RSD-300B-24 | 16.8~31.2Vdc>24Vdc 11.2Amp | 20010
MW-RSD-300C-12 | 33.6~63.4Vdc>12Vdc 22.5Amp | 20010
MW-RSD-300D-12 | 67.2~143.0Vdc>12Vdc 25.0Amp | 20010
MW-RSD-300D-24 | 67.2~143.0Vdc>24Vdc 11.2Amp | 20010
MW-RSD-300F-12 | 50.4~93.6Vdc>12Vdc 25.0Amp | 20010
MW-RSD-300F-24 | 50.4~93.6Vdc>24Vdc 12.5Amp | 20010
MW-RSD-500C-24 | 33.6~67.2Vdc>24Vdc 19.2Amp | 35380
MW-RSDW08F-05 | 9~36Vdc>5Vdc 1600mA Railway | 2670
MW-RSDW08F-12 | 9~36Vdc>12Vdc 666mA Railway | 2670
MW-RSDW08F-15 | 9~36Vdc>15Vdc 530mA Railway | 2670
MW-RSDW10H-12 | 43~160Vdc>12Vdc 835mA Railway | 3720
MW-RSDW20F-12 | 9~36Vdc>12Vdc 1670mA Railway | 5800
MW-RSDW40F-12 | 9~36Vdc>12Vdc 3333mA Railway | 7600
MW-RSDW60F-12 | 9~36Vdc>12Vdc 5000mA Railway | 9140
MW-RSDW60H-24 | 40~160Vdc>24Vdc 2500mA Railway | 9140
MW-RSP-0075-24 | 24Vdc 3.2Amp | 5480
MW-RSP-0075-27 | 27Vdc 3.0Amp | 5480
MW-RSP-0100-05 | 5Vdc 20.0Amp | 6180
MW-RSP-0100-07.5 | 7.5Vdc 13.5Amp | 6180
MW-RSP-0100-24 | 24Vdc 4.2Amp | 6180
MW-RSP-0100-27 | 27Vdc 3.8Amp | 6180
MW-RSP-0150-03.3 | 3.3Vdc 30.0Amp | 6580
MW-RSP-0150-07.5 | 7.5Vdc 20.0Amp | 6580
MW-RSP-0150-24 | 24Vdc 6.3Amp | 6580
MW-RSP-0150-27 | 27Vdc 5.6Amp | 6580
MW-RSP-0150-48 | 48Vdc 3.2Amp | 6580
MW-RSP-0200-05 | 05Vdc 40.0Amp | 7450
MW-RSP-0200-07.5 | 7.5Vdc 26.7Amp | 7500
MW-RSP-0200-12 | 12Vdc 16.7Amp | 6790
MW-RSP-0200-15 | 15Vdc 13.4Amp | 7450
MW-RSP-0200-24 | 24Vdc 8.4Amp | 6790
MW-RSP-0200-27 | 27Vdc 7,5Amp | 7450
MW-RSP-0200-48 | 48Vdc 4.2Amp | 7450
MW-RSP-0320-03.3 | 3.3Vdc 60.0Amp | 9000
MW-RSP-0320-04 | 04Vdc 60.0Amp | 9000
MW-RSP-0320-05 | 05Vdc 60.0Amp | 8190
MW-RSP-0320-07.5 | 7.5Vdc 40.0Amp | 9000
MW-RSP-0320-12 | 12Vdc 26.7Amp | 8190
MW-RSP-0320-13.5 | 13.5Vdc 23.8Amp | 9000
MW-RSP-0320-15 | 15Vdc 21.4Amp | 9000
MW-RSP-0320-24 | 24Vdc 13.4Amp | 8190
MW-RSP-0320-27 | 27Vdc 11.9Amp | 9000
MW-RSP-0320-36 | 36Vdc 8.9Amp | 9000
MW-RSP-0320-48 | 48Vdc 6.7Amp | 9000
MW-RSP-0500-05 | 5.0Vdc 90.0Amp | 15990
MW-RSP-0500-12 | 12Vdc 41.7Amp | 15990
MW-RSP-0500-15 | 15Vdc 33,4Amp | 15990
MW-RSP-0500-24 | 24Vdc 21.0Amp | 15990
MW-RSP-0500-27 | 27Vdc 18.6Amp | 15990
MW-RSP-0500-48 | 48Vdc 10.5Amp | 15990
MW-RSP-0750-05 | 05Vdc 100,0Amp | 31340
MW-RSP-0750-12 | 12Vdc 62,5Amp | 31340
MW-RSP-0750-15 | 15Vdc 50,0Amp | 31340
MW-RSP-0750-24 | 24Vdc 31,3Amp | 31340
MW-RSP-0750-27 | 27Vdc 27,8Amp | 31340
MW-RSP-0750-48 | 48Vdc 15,7Amp | 31340
MW-RSP-1000-12 | 12Vdc 60.0Amp | 41810
MW-RSP-1000-15 | 15Vdc 50.0Amp | 41810
MW-RSP-1000-24 | 24Vdc 40.0Amp | 40540
MW-RSP-1000-27 | 27Vdc 37.0Amp | 41810
MW-RSP-1000-48 | 48Vdc 21.0Amp | 40540
MW-RSP-1500-05 | 05Vdc 240.0Amp | 65380
MW-RSP-1500-12 | 12Vdc 125.0Amp | 65380
MW-RSP-1500-15 | 15Vdc 100.0Amp | 65380
MW-RSP-1500-24 | 24Vdc 63.0Amp | 63250
MW-RSP-1500-27 | 27Vdc 56.0Amp | 65380
MW-RSP-1500-48 | 48Vdc 32.0Amp | 63250
MW-RSP-1600-24 | 24Vdc 67.0Amp | 66990
MW-RSP-1600-24-PM | 24Vdc 67.0Amp PMBus | 67600
MW-RSP-1600-27 | 27Vdc 59.0Amp | 69310
MW-RSP-1600-36 | 36Vdc 44.5Amp | 69310
MW-RSP-2000-12 | 12Vdc 100.0Amp | 71590
MW-RSP-2000-24 | 24Vdc 80.0Amp | 71590
MW-RSP-2000-48 | 48Vdc 42.0Amp | 71590
MW-RSP-2400-12 | 12Vdc 166.7Amp | 72740
MW-RSP-2400-24 | 24Vdc 100.0Amp | 72740
MW-RSP-2400-48 | 48Vdc 50.0Amp | 72740
MW-RSP-3000-12 | 12Vdc 200.0Amp | 83380
MW-RSP-3000-24 | 24Vdc 125.0Amp | 83380
MW-RSP-3000-48 | 48Vdc 62.5Amp | 83380
MW-RST-10000-24 | 24Vdc 400.0Amp | $4.708,60
MW-RST-10000-36 | 36Vdc 276.0Amp | $4.708,60
MW-RST-10000-48 | 48Vdc 210.0Amp | $4.708,60
MW-RST-5000-24 | 24Vdc 200.0Amp | $2.261,60
MW-RST-5000-36 | 36Vdc 138.0Amp | $2.261,60
MW-RST-5000-48 | 48Vdc 105.0Amp | $2.261,60
MW-RT-050A | +5/+12/-5 Vdc | 313
MW-RT-050B | +5/+12/-12 Vdc | 313
MW-RT-050C | +5/+15/-15 Vdc | 313
MW-RT-050D | +5/+12/+24Vdc | 3130
MW-RT-125A | +5/+12/-5 Vdc | 569
MW-RT-125B | +5/+12/-12 Vdc | 569
MW-RT-125C | +5/+15/-15 Vdc | 569
MW-RT-125D | +5/+24/+12 Vdc | 569
MW-RT-65A | +5/+12/-5 Vdc | 378
MW-RT-65B | +5/+12/-12 Vdc | 378
MW-RT-65C | +5/+15/-15 Vdc | 378
MW-RT-65D | +5/+12/+24 Vdc | 378
MW-RT-85A | +5/+12/-5Vdc | 4860
MW-RT-85B | +5/+12/-12 Vdc | 486
MW-RT-85C | +5/+15/-15 Vdc | 486
MW-RT-85D | +5/+12/+24 Vdc | 486
MW-S-025-12 | 12VDC 2.1A | 1400
MW-S-060-12 | 12VDC 5.0AMP | 1900
MW-S-100F-05 | 05Vdc 20Amp | 2900
MW-S-100F-12 | 12 VDC 8.5AMP | 2600
MW-S-150-12 | 12VDC 13.0AMP | 3400
MW-SBP-001 | Smart Battery Charging Programmer | 9980
MW-SCP-50-12 | 13.8Vdc 3.60Amp | 3720
MW-SCP-75-12 | 13.8Vdc 5.40Amp | 4410
MW-SCW03B-12 | 18~36Vdc>12Vdc 250mA | 1200
MW-SCW03B-15 | 18~36Vdc>15Vdc 200mA | 1340
MW-SCW03C-15 | 36~72Vdc>15Vdc 200mA | 1340
MW-SCW05A-09 | 9~18Vdc>9Vdc 556mA | 1510
MW-SCW05B-15 | 18~36Vdc>15Vdc 400mA | 1510
MW-SCW05E-12 | 4.5~5.5Vdc>12Vdc 333mA | 1510
MW-SCW05E-15 | 4.5~5.5Vdc>15Vdc 267mA | 1510
MW-SCW08A-05 | 9~18Vdc>5Vdc 1600mA | 2580
MW-SCW08A-12 | 9~18Vdc>12Vdc 670mA | 2580
MW-SCW08B-05 | 18~36Vdc>5Vdc 1600mA | 2580
MW-SCW08B-12 | 18~36Vdc>12Vdc 670mA | 2580
MW-SCW08B-15 | 18~36Vdc>15Vdc 533mA | 2580
MW-SCW08C-05 | 36~72Vdc>5Vdc 1600mA | 2580
MW-SCW08C-12 | 36~72Vdc>12Vdc 670mA | 2580
MW-SCW12A-05 | 9~18Vdc>5Vdc 2400mA | 2960
MW-SCW12A-12 | 9~18Vdc>12Vdc 1000mA | 2960
MW-SCW12B-05 | 18~36Vdc>5Vdc 2400mA | 2960
MW-SCW12B-12 | 18~36Vdc>12Vdc 1000mA | 2960
MW-SCW12B-15 | 18~36Vdc>15Vdc 800mA | 2960
MW-SCW20B-12 | 18~36Vdc>12Vdc 1666mA | 3720
MW-SCWN03A-05 | 09~18Vdc>5Vdc 600mA | 1340
MW-SCWN03B-03 | 18~36Vdc>3.3Vdc 600mA | 1340
MW-SCWN03B-05 | 18~36Vdc>5Vdc 600mA | 1340
MW-SCWN03B-12 | 18~36Vdc>12Vdc 250mA | 1340
MW-SCWN03C-05 | 36~72Vdc>5Vdc 600mA | 1340
MW-SCWN06A-05 | 9~18Vdc>+5Vdc 1000mA | 1510
MW-SCWN06A-12 | 9~18Vdc>12Vdc 470mA | 1510
MW-SCWN06A-15 | 9~18Vdc>15Vdc 400mA | 1510
MW-SCWN06B-05 | 18~36Vdc>+5Vdc 1000mA | 1510
MW-SCWN06B-12 | 18~36Vdc>+12Vdc 500mA | 1510
MW-SCWN06B-15 | 18~36Vdc>+15Vdc 400mA | 1510
MW-SCWN06C-12 | 36~72Vdc>12Vdc 500mA | 1510
MW-SCWN06E-12 | 4.5~5.5Vdc>12Vdc 333mA | 1510
MW-SCWN06E-15 | 4.5~5.5Vdc>15Vdc 267mA | 1510
MW-SD-015A-05 | 9.2~18Vdc>5Vdc 3.0Amp | 2260
MW-SD-015A-12 | 9.2~18Vdc>12Vdc 1.25Amp | 2260
MW-SD-015A-24 | 9.2~18Vdc>24Vdc 0.625Amp | 2260
MW-SD-015B-05 | 18~36Vdc>5Vdc 3.0Amp | 2260
MW-SD-015B-12 | 18~36Vdc>12Vdc 1.25Amp | 2260
MW-SD-015B-24 | 18~36Vdc>24Vdc 0.625Amp | 2260
MW-SD-015C-05 | 36~72Vdc>5Vdc 3.0Amp | 2260
MW-SD-015C-12 | 36~72Vdc>12Vdc 1.25Amp | 2260
MW-SD-015C-24 | 36~72Vdc>24Vdc 0.625Amp | 2260
MW-SD-025A-05 | 9.2~18Vdc>5Vdc 5.0Amp | 3850
MW-SD-025A-12 | 9.2~18Vdc>12Vdc 2.1Amp | 3850
MW-SD-025A-24 | 9.2~18Vdc>24Vdc 1.1Amp | 3850
MW-SD-025B-05 | 18~36Vdc>5Vdc 5.0Amp | 3850
MW-SD-025B-12 | 18~36Vdc>12Vdc 2.1Amp | 3850
MW-SD-025B-24 | 18~36Vdc>24Vdc 1.1Amp | 3850
MW-SD-025C-05 | 36~72Vdc>5Vdc 5.0Amp | 3850
MW-SD-025C-12 | 36~72Vdc>12Vdc 2.1Amp | 3850
MW-SD-025C-24 | 36~72Vdc>24Vdc 1.1Amp | 3850
MW-SD-050A-05 | 9.2~18Vdc>5Vdc 10.0Amp | 4800
MW-SD-050A-12 | 9.2~18Vdc>12Vdc 4.2Amp | 4800
MW-SD-050A-24 | 9.2~18Vdc>24Vdc 2.1Amp | 4800
MW-SD-050B-05 | 18~36Vdc>5Vdc 10.0Amp | 4800
MW-SD-050B-12 | 18~36Vdc>12Vdc 4.2Amp | 4800
MW-SD-050B-24 | 18~36Vdc>24Vdc 2.1Amp | 4800
MW-SD-050C-05 | 36~72Vdc>5Vdc 10.0Amp | 4800
MW-SD-050C-12 | 36~72Vdc>12Vdc 4.2Amp | 4800
MW-SD-050C-24 | 36~72Vdc>24Vdc 2.1Amp | 4800
MW-SD-1000H-12 | 72~144Vdc>12Vdc 60.0Amp | 44280
MW-SD-1000H-24 | 72~144Vdc>24Vdc 40.0Amp | 44280
MW-SD-1000H-48 | 72~144Vdc>48Vdc 21.0Amp | 44280
MW-SD-1000L-12 | 19~72Vdc>12Vdc 60.0Amp | 44280
MW-SD-1000L-24 | 19~72Vdc>24Vdc 40.0Amp | 44280
MW-SD-1000L-48 | 19~72Vdc>48Vdc 21.0Amp | 44280
MW-SD-100A-05 | 9.5~18Vdc>5Vdc 18.0Amp | 5980
MW-SD-100A-12 | 9.5~18Vdc>12Vdc 8.5Amp | 5980
MW-SD-100A-24 | 9.5~18Vdc>24Vdc 4.2Amp | 5980
MW-SD-100B-05 | 18~36Vdc>5Vdc 20.0Amp | 5980
MW-SD-100B-12 | 18~36Vdc>12Vdc 8.5Amp | 5980
MW-SD-100B-24 | 18~36Vdc>24Vdc 4.2Amp | 5980
MW-SD-100C-05 | 36~72Vdc>5Vdc 20.0Amp | 5980
MW-SD-100C-12 | 36~72Vdc>12Vdc 8.5Amp | 5980
MW-SD-100C-24 | 36~72Vdc>24Vdc 4.2Amp | 5980
MW-SD-100D-05 | 72~144Vdc>5Vdc 20.0Amp | 5980
MW-SD-100D-12 | 72~144Vdc>12Vdc 8.5Amp | 5980
MW-SD-100D-24 | 72~144Vdc>24Vdc 4.2Amp | 5980
MW-SD-150B-12 | 18~36Vdc>12Vdc 12.5Amp | 7910
MW-SD-150B-24 | 18~36Vdc>24Vdc 6.3Amp | 7910
MW-SD-150C-12 | 36~72Vdc>12Vdc 12.5Amp | 7910
MW-SD-150C-24 | 36~72Vdc>24Vdc 6.3Amp | 7910
MW-SD-150D-12 | 72~144Vdc>12Vdc 12.5Amp | 7910
MW-SD-150D-24 | 72~144Vdc>24Vdc 6.3Amp | 7910
MW-SD-200B-05 | 18~36Vdc>5Vdc 34.0Amp | 13340
MW-SD-200B-12 | 18~36Vdc>12Vdc 16.7Amp | 13340
MW-SD-200B-24 | 18~36Vdc>24Vdc 8.4Amp | 13340
MW-SD-200B-48 | 18~36Vdc>48Vdc 4.2Amp | 13340
MW-SD-200C-05 | 36~72Vdc>5Vdc 40.0Amp | 13340
MW-SD-200C-12 | 36~72Vdc>12Vdc 16.7Amp | 13340
MW-SD-200C-24 | 36~72Vdc>24Vdc 8.4Amp | 13340
MW-SD-200D-12 | 72~144Vdc>12Vdc 16.7Amp | 13340
MW-SD-200D-24 | 72~144Vdc>24Vdc 8.4Amp | 13340
MW-SD-200D-48 | 72~144Vdc>48Vdc 4.2Amp | 13340
MW-SD-350B-05 | 18~36Vdc>5Vdc 57.0Amp | 15810
MW-SD-350B-12 | 18~36Vdc>12Vdc 27.5Amp | 15810
MW-SD-350B-24 | 18~36Vdc>24Vdc 14.6Amp | 15810
MW-SD-350B-48 | 18~36Vdc>48Vdc 7.3Amp | 15810
MW-SD-350C-05 | 36~72Vdc>5Vdc 60.0Amp | 15810
MW-SD-350C-12 | 36~72Vdc>12Vdc 27.0Amp | 15810
MW-SD-350C-24 | 36~72Vdc>24Vdc 14.6Amp | 15810
MW-SD-350C-48 | 36~72Vdc>48Vdc 7.3Amp | 15810
MW-SD-350D-05 | 72~144Vdc>5Vdc 57.0Amp | 15810
MW-SD-350D-12 | 72~144Vdc>12Vdc 29.2Amp | 15810
MW-SD-350D-24 | 72~144Vdc>24Vdc 14.6Amp | 15810
MW-SD-350D-48 | 72~144Vdc>48Vdc 7.3Amp | 15810
MW-SD-500H-12 | 72~144Vdc>12Vdc 40.0Amp | 23860
MW-SD-500H-24 | 72~144Vdc>24Vdc 21.0Amp | 23860
MW-SD-500H-48 | 72~144Vdc>48Vdc 10.5Amp | 23860
MW-SD-500L-12 | 19~72Vdc>12Vdc 40.0Amp | 23860
MW-SD-500L-24 | 19~72Vdc>24Vdc 21.0Amp | 23860
MW-SD-500L-48 | 19~72Vdc>48Vdc 10.5Amp | 23860
MW-SDM30-12S05 | 9~18Vdc>+5Vdc 5.0Amp | 4270
MW-SDM30-12S12 | 9~18Vdc>+12Vdc 2100mA | 4270
MW-SDM30-12S15 | 9~18Vdc>+15Vdc 1.7Amp | 4270
MW-SDM30-24S03 | 18~36Vdc>+24Vdc 5.0Amp | 4270
MW-SDM30-24S05 | 18~36Vdc>+5Vdc 5.0Amp | 4270
MW-SDM30-24S12 | 18~36Vdc>+12Vdc 2.5Amp | 4270
MW-SDM30-24S15 | 18~36Vdc>+15Vdc 2000mA | 4270
MW-SDM30-48S03 | 36~72Vdc>+3.3Vdc 5.0Amp | 4270
MW-SDM30-48S05 | 36~72Vdc>+5Vdc 5.0Amp | 4270
MW-SDM30-48S12 | 36~72Vdc>+12Vdc 2.5Amp | 4270
MW-SDM30-48S15 | 36~72Vdc>+15Vdc 2.0Amp | 4270
MW-SDP-001 | Smart Timer Dimming Program | 2640
MW-SDR-075-12 | 12Vdc 6.3Amp DIN Rail | 5890
MW-SDR-075-24 | 24Vdc 3.2Amp DIN Rail | 5890
MW-SDR-120-12 | 12Vdc 10.0Amp DIN Rail | 9490
MW-SDR-120-24 | 24Vdc 5.0Amp DIN Rail | 9490
MW-SDR-120-48 | 48Vdc 2.5Amp DIN Rail | 9490
MW-SDR-240-24 | 24Vdc 10.0Amp DIN Rail | 16010
MW-SDR-240-48 | 48Vdc 5.0Amp DIN Rail | 16010
MW-SDR-480-24 | 24Vdc 20.0Amp DIN Rail | 25590
MW-SDR-480-48 | 48Vdc 10.0Amp DIN Rail | 25590
MW-SDR-960-24 | 24Vdc 40.0Amp DIN Rail | 43130
MW-SDR-960-48 | 48Vdc 20.0Amp DIN Rail | 43130
MW-SE-0450-12 | 12Vdc 37.5Amp | 11000
MW-SE-0450-24 | 24Vdc 18.8Amp | 11000
MW-SE-0450-48 | 48Vdc 9.40Amp | 11000
MW-SE-0600-05 | 05Vdc 100.0Amp | 13560
MW-SE-0600-12 | 12Vdc 50Amp | 13560
MW-SE-0600-24 | 24Vdc 25Amp | 13560
MW-SE-0600-48 | 48Vdc 12.5Amp | 13560
MW-SE-1000-05 | 05Vdc 150.0Amp | 29580
MW-SE-1000-12 | 12Vdc 83.3Amp | 29580
MW-SE-1000-24 | 24Vdc 41.7Amp | 29580
MW-SE-1000-48 | 48Vdc 20.8Amp | 29580
MW-SE-100-05 | 5Vdc 20Amp | 2800
MW-SE-1500-12 | 12Vdc 125Amp | 45600
MW-SE-1500-24 | 24Vdc 62.5Amp | 45600
MW-SE-1500-48 | 48Vdc 31.3Amp | 45600
MW-SGA60E12-P1J | 12Vdc 5.0Amp Slim Wall Mount | 4200
MW-SKA15A-05 | 9~18Vdc>+5Vdc 3.0Amp | 3220
MW-SKA15A-12 | 9~18Vdc>+12Vdc 1250mA | 3220
MW-SKA15A-15 | 9~18Vdc>+15Vdc 1000mA | 3220
MW-SKA15B-03.3 | 18~36Vdc>+3.3Vdc 3000mA | 3220
MW-SKA15B-05 | 18~36Vdc>+5Vdc 3.0Amp | 3220
MW-SKA15B-12 | 18~36Vdc>+12Vdc 1250mA | 3220
MW-SKA15B-15 | 18~36Vdc>+15Vdc 1000mA | 3220
MW-SKA15C-12 | 36~72Vdc>+12Vdc 1250mA | 3220
MW-SKA20B-12 | 18~36Vdc>+12Vdc +/-1666mA | 4240
MW-SKA40A-05 | 9~18Vdc>+5Vdc 7.0Amp | 6760
MW-SKA40A-12 | 9~18Vdc>+12Vdc 3,33Amp | 6760
MW-SKA40A-15 | 9~18Vdc>+15Vdc 2.67Amp | 6760
MW-SKA40B-05 | 18~36Vdc>+5Vdc 7.0Amp | 6760
MW-SKA40B-12 | 18~36Vdc>+12Vdc 3.33Amp | 6760
MW-SKA40B-15 | 18~36Vdc>+15Vdc 2,67Amp | 6760
MW-SKA40C-05 | 36~72Vdc>+5Vdc 7.0Amp | 6760
MW-SKA40C-12 | 36~75Vdc>+12Vdc 3,33Amp | 6760
MW-SKA40C-15 | 36~75Vdc>+15Vdc 2.67Amp | 6760
MW-SKA60A-05 | 9~18Vdc>+5Vdc 12.0Amp | 8150
MW-SKA60A-12 | 9~18Vdc>+12Vdc 5.0Amp | 8150
MW-SKA60A-15 | 9~18Vdc>+15Vdc 4.0Amp | 8150
MW-SKA60B-05 | 18~36Vdc>+5Vdc 12.0Amp | 8150
MW-SKA60B-12 | 18~36Vdc>+12Vdc 5.0Amp | 8150
MW-SKA60B-15 | 18~36Vdc>+15Vdc 4.0Amp | 8150
MW-SKA60C-05 | 36~75Vdc>+5Vdc 12.0Amp | 8150
MW-SKA60C-12 | 36~75Vdc>+12Vdc 5.0Amp | 8150
MW-SKA60C-15 | 36~75Vdc>+15Vdc 4.0Amp | 8150
MW-SKE10A-24 | 9~18Vdc>+12Vdc 420mA | 2990
MW-SKE10B-05 | 24DC 05DC 2.0Amp | 2990
MW-SKE15A-05 | 9~18Vdc>+5vdc 3.0Amp | 3110
MW-SKE15A-12 | 9~18Vdc>+12Vdc 1300mA | 3110
MW-SKE15A-24 | 9~18Vdc>+24Vdc 625mA | 3110
MW-SKE15B-05 | 18~36Vdc>+5Vdc 3.0Amp | 3110
MW-SKM10B-12 | 18~36Vdc>+12Vdc 833mA | 3220
MW-SKM30A-12 | 9~18Vdc>+12Vdc 0.25~2.5Amp | 4700
MW-SKM30B-12 | 18~36Vdc>+12Vdc 0.25~2.5Amp | 4700
MW-SKM50B-05 | 18~36Vdc>+5Vdc 1.0~10.0Amp | 7200
MW-SKM50B-12 | 18~36Vdc>+12Vdc 0.41~4.17Amp | 7200
MW-SKMW06F-12 | 9~36Vdc>+12Vdc 500mA | 1830
MW-SKMW15F-12 | 9~36Vdc>+12Vdc 125~1250mA | 3920
MW-SKMW15G-15 | 18~75Vdc>+15Vdc 100~1000mA | 3920
MW-SKMW20F-12 | 9~36Vdc>+12Vdc 1670mA | 5370
MW-SKMW30F-15 | 9~36Vdc>+15Vdc 2000mA | 5660
MW-SLC03B-12 | 18~36Vdc>12Vdc 250mA | 1510
MW-SLD-50-12 | 12Vdc 4,2Amp CV+CC CCR:8,4~12V | 3370
MW-SLD-50-24 | 24Vdc 2,1Amp CV+CC CCR:16,8~24V | 3370
MW-SLD-80-12 | 12Vdc 6,6Amp CV+CC CCR:8,4~12V | 4350
MW-SLD-80-24 | 24Vdc 3,3Amp CV+CC CCR:16,8~24V | 4350
MW-SLW05A-12 | 9~18Vdc>+12Vdc 417mA | 2150
MW-SP-075-03.3 | 3.3Vdc 15.0Amp | 7500
MW-SP-075-24 | 24VDC 3.2AMP | 7500
MW-SP-100-05 | 05Vdc 20.0Amp | 8700
MW-SP-150-13.5 | 13.5VDC 11.2A | 8700
MW-SP-200-13.5 | 13.5VDC 14.9A | 8700
MW-SP-320-13.5 | 13.5VDC 22.0A | 9900
MW-SPAN02B-05 | 18~36Vdc>+5Vdc 400mA | 1220
MW-SPAN02B-15 | 18~36Vdc>15Vdc 133mA | 1220
MW-SPB09B-12 | 18~36Vdc>+12Vdc 750mA | 2410
MW-SPBW03F-05 | 9~36Vdc>5Vdc 600mA | 1420
MW-SPBW03F-12 | 9~36Vdc>+12Vdc 250mA | 1420
MW-SPBW03F-15 | 9~36Vdc>+15Vdc 200mA | 1420
MW-SPBW03G-05 | 18~75Vdc>5Vdc 600mA | 1420
MW-SPBW03G-12 | 18~75Vdc>+12Vdc 250mA | 1420
MW-SPBW06B-05 | 18~36Vdc>+5Vdc 1000mA | 1600
MW-SPBW06B-12 | 18~36Vdc>+12Vdc 417mA | 1600
MW-SPBW06F-05 | 9~36Vdc>+5Vdc 1200mA | 1600
MW-SPBW06F-15 | 9~36Vdc>+15Vdc 400mA | 1600
MW-SPBW06G-05 | 18~75Vdc>+5Vdc 1200mA | 1600
MW-SPD-10-320S | 10kA Surge Protection Device | 1474
MW-SPD-10S-277S | 10kA High Performance Surge Protection Device | 1716
MW-SPD-20-240P | 20kA Surge Protection Device | 1914
MW-SPD-20HP-277S | 20kA High Performance Surge Protection Device | 3960
MW-SPR01L-12 | 4.5~5.5Vdc>+12Vdc 84mA | 780
MW-SPR01M-05 | 11.4~13.2Vdc>+5Vdc 200mA | 780
MW-SPRN01L-05 | 4.75~5.5Vdc>+5Vdc 200mA | 780
MW-SPRN01L-12 | 4.75~5.5Vdc>+12Vdc 84mA | 780
MW-SPRN01M-05 | 11.4~13.2Vdc>+5Vdc 200mA | 780
MW-SPRN01M-12 | 11.4~13.2Vdc>+12Vdc 100mA | 780
MW-SPRN01M-15 | 11.4~13.2Vdc>15Vdc 67mA | 780
MW-SPRN01N-05 | 22.8~26.4Vdc>+5Vdc 200mA | 780
MW-SPRN01N-12 | 22.8~26.4Vdc>+12Vdc 84mA | 780
MW-SPRN01O-15 | 45.6~52.8Vdc>+15Vdc 67mA | 780
MW-SPU01M-12 | 10.8~13.2 Vdc>+12Vdc 84mA | 470
MW-SPU02M-05 | 11~13Vdc>+5Vdc 80~400mA | 670
MW-SPU02N-12 | 22~26Vdc>+12Vdc 33-167mA | 670
MW-SPUN02L-05 | 4.5-5.5Vdc>+5Vdc 400mA | 670
MW-SPUN02M-05 | 4.75~5.5 Vdc>+5Vdc 400mA | 670
MW-SPUN02M-12 | 10.8~13.2 Vdc>+12Vdc 167mA | 670
MW-SPUN02N-05 | 22~26Vdc>5Vdc 80~400mA | 670
MW-SPUN02N-12 | 22~26Vdc>+12Vdc 33-167mA | 670
MW-SPV-150-48 | 48VDC 3,125Amp | 11220
MW-SPV-300-24 | 24VDC 12,5Amp | 14370
MW-SUS01L-05 | 4.5~5.5Vdc>5Vdc 200mA | 670
MW-SUS01L-12 | 4.5~5.5Vdc>12Vdc 84mA | 670
MW-SUS01M-05 | 10.8~13.2Vdc>+5Vdc 200mA | 670
MW-SUS01N-05 | 21.6~26.4Vdc>+5Vdc 200mA | 670
MW-SUS01N-12 | 21.6~26.4Vdc>+12Vdc 84mA | 670
MW-TBC-05 | KLEMENS KAPAK | 33
MW-TBC-07 | KLEMENS KAPAK | 44
MW-TDR-240-24 | 24Vdc 10.0Amp DIN Rail Trifaze | 13510
MW-TDR-240-48 | 48Vdc 5.0Amp DIN Rail Trifaze | 14230
MW-TDR-480-24 | 24Vdc 20.0Amp DIN Rail Trifaze | 21710
MW-TDR-480-48 | 48Vdc 10.0Amp DIN Rail Trifaze | 21710
MW-TDR-960-24 | 24Vdc 40.0Amp DIN Rail Trifaze | 41400
MW-TDR-960-48 | 48Vdc 20.0Amp DIN Rail Trifaze | 41400
MW-TKA-30A-B | 9~18Vdc>+5,+/-12Vdc 3500,+/-310mA | 4820
MW-TKA-30A-C | 9~18Vdc>+5,+/-15Vdc 3500,+/-250mA | 4820
MW-TKA-30B-B | 18~36Vdc>+5,+/-12Vdc 3500,+/-310mA | 4820
MW-TKA-30B-C | 18~36Vdc>+5,+/-15Vdc 3500,+/-250mA | 4820
MW-TKA-30C-B | 36~72Vdc>+5,+/-12Vdc 3500,+/-310mA | 4820
MW-TKA-30C-C | 36~72Vdc>+5,+/-15Vdc 3500,+/-250mA | 4820
MW-TP-75A | +5/12/-5V 10.0/4.0/0.6A | 10500
MW-TP-75D | +5/24/12V 10.0/2.5/0.6A | 10500
MW-TS1000-212B | 12VDC-220VAC 1000W | 56600
MW-TS1000-224B | 24VDC-220VAC 1000W | 56600
MW-TS1000-248B | 48VDC-220VAC 1000W | 56600
MW-TS1500-212B | 12VDC-220VAC 1500W | 75100
MW-TS1500-224B | 24VDC-220VAC 1500W | 75100
MW-TS1500-248B | 48VDC-220VAC 1500W | 75100
MW-TS200-212B | 12VDC-220VAC 200W | 23400
MW-TS200-224B | 24VDC-220VAC 200W | 23400
MW-TS200-248B | 48VDC-220VAC 200W | 23400
MW-TS3000-212B | 12VDC-220VAC 3000W | $1.494,00
MW-TS3000-224B | 24VDC-220VAC 3000W | $1.494,00
MW-TS3000-248B | 48VDC-220VAC 3000W | $1.494,00
MW-TS400-212B | 12VDC-220VAC 400W | 24500
MW-TS400-224B | 24VDC-220VAC 400W | 24500
MW-TS400-248B | 48VDC-220VAC 400W | 24500
MW-TS700-212B | 12VDC-220VAC 700W | 50200
MW-TS700-224B | 24VDC-220VAC 700W | 50200
MW-TS700-248B | 48VDC-220VAC 700W | 50200
MW-UHP-0750-24 | 24Vdc 31.3 Amp Slim Güç Kaynağı | 34200
MW-UHP-0750-36 | 36Vdc 20.9 Amp Slim Güç Kaynağı | 34200
MW-UHP-1000-12 | 12Vdc 80 Amp Slim Güç Kaynağı | 45300
MW-UHP-1000-36 | 36Vdc 28 Amp Slim Güç Kaynağı | 45300
MW-UHP-200-05 | 05Vdc 40.0Amp Slim Güç Kaynağı | 8670
MW-UHP-200-12 | 12Vdc 16.7Amp Slim Güç Kaynağı | 8670
MW-UHP-200-24 | 24Vdc 8.4Amp Slim Güç Kaynağı | 8670
MW-UHP-200-48 | 48Vdc 4.2Amp Slim Güç Kaynağı | 8670
MW-UHP-2500-24 | 24Vdc 104.2 Amp Yüksek Güç Fansız | $1.029,00
MW-UHP-2500-36 | 36Vdc 69.4 Amp Yüksek Güç Fansız | $1.029,00
MW-UHP-350-05 | 05Vdc 60Amp Slim Güç Kaynağı | 12150
MW-UHP-350-24 | 24Vdc 14.6 Amp Slim Güç Kaynağı | 12150
MW-UHP-350-55 | 05Vdc 60Amp Slim Güç Kaynağı | 12150
MW-UHP-350R-05 | 05Vdc 60Amp Slim Güç Kaynağı (Paralel) | 12630
MW-UHP-350R-12 | 12Vdc 29.2Amp Slim Güç Kaynağı (Paralel) | 12630
MW-UHP-350R-24 | 24Vdc 14.6Amp Slim Güç Kaynağı (Paralel) | 12630
MW-UHP-500-05 | 5Vdc 80 Amp Slim Güç Kaynağı | 16650
MW-UHP-500-12 | 12Vdc 41.7 Amp Slim Güç Kaynağı | 16650
MW-UHP-500-24 | 24Vdc 20.9Amp Slim Güç Kaynağı | 16650
MW-UHP-500-36 | 36Vdc 13.9Amp Slim Güç Kaynağı | 16650
MW-UHP-500-48 | 48Vdc 10.45Amp Slim Güç Kaynağı | 16650
MW-UHP-500-55 | 55Vdc 8.9Amp Slim Güç Kaynağı | 16650
MW-UHP-500R-48 | 48Vdc 10.45Amp Slim Güç Kaynağı Paralel | 17340
MW-ULP-150-24 | 24Vdc 6.3Amp PCB | 10200
MW-UMP-400-24 | 24Vdc 16,7Amp “+3* NID slot opsiyonel” | 17400
MW-UMP-400-24-FIN | 400W Flex Configurable PSU (4 Çıkış) | 24980
MW-UMP-400-24-IJN | 400W Flex Configurable PSU (4 Çıkış) | 24980
MW-UMP-400-24-IKO | 400W Flex Configurable PSU (4 Çıkış) | 24980
MW-UMP-400-48 | 48Vdc 8,3Amp “+3* NID slot opsiyonel” | 17400
MW-USP-350-03.3 | 3.3Vdc 70.0Amp Uprofil | 17420
MW-USP-350-05 | 05Vdc 70.0Amp Uprofil | 17420
MW-USP-500-12 | 12Vdc 42.0Amp Uprofil | 17420
MW-WDR-060-12 | 12Vdc 5.0A Inp:180~550AC,254~780DC | 7780
MW-WDR-060-24 | 24Vdc 2.5A Inp:180~550AC,254~780DC | 7780
MW-WDR-120-12 | 12Vdc 10.0A Inp:180~550AC,254~780DC | 10640
MW-WDR-120-24 | 24Vdc 5.0A Inp:180~550AC,254~780DC | 10640
MW-WDR-120-48 | 48Vdc 2.5A Inp:180~550AC,254~780DC | 10640
MW-WDR-240-24 | 24Vdc 10.0A Inp:180~550AC,254~780DC | 20740
MW-WDR-240-48 | 48Vdc 5.0A Inp:180~550AC,254~780DC | 20740
MW-WDR-480-24 | 24Vdc 20.0A Inp:180~550AC,254~780DC | 30160
MW-WDR-480-48 | 48Vdc 10.0A Inp:180~550AC,254~780DC | 30160
MW-WPD-06 | Wireless Multi-Channel PWM Dimmer | 22000
MW-XLG-020-H | 700mA,Constant Current Region 18~30Vdc | 2320
MW-XLG-020-H-B | 700mA,Constant Current Region 18~30Vdc,Dimming | 2700
MW-XLG-020-L | 350mA,Constant Current Region 33~54Vdc | 2320
MW-XLG-020-L-B | 350mA,Constant Current Region 33~54Vdc,Dimming | 2700
MW-XLG-020-M | 500mA,Constant Current Region 25~42Vdc | 2320
MW-XLG-020-M-B | 500mA,Constant Current Region 25~42Vdc,Dimming | 2700
MW-XLG-025-A | 22~54Vdc,250~1050mA Constant Power,ADJ. | 3020
MW-XLG-025-AB | 22~54Vdc,250~1050mA Constant Power,DIM+ADJ. | 3680
MW-XLG-050-A | 22~54Vdc,530~2100mA Constant Power,ADJ. | 3190
MW-XLG-050-AB | 22~54Vdc,530~2100mA Constant Power,DIM+ADJ. | 3820
MW-XLG-075-12-A | 12Vdc,5.0Amp,Current Adj.,(8.4~12Vdc CC) | 3770
MW-XLG-075-24-A | 24Vdc,3.1Amp,Current Adj.,(16.8~24Vdc CC) | 3770
MW-XLG-075-H-A | 27~56Vdc,1300~2100mA Constant Power,+ADJ. | 3940
MW-XLG-075-H-AB | 27~56Vdc,1300~2100mA Constant Power,DIM+ADJ. | 4630
MW-XLG-075-L-A | 53~107Vdc,700~1050mA Constant Power,+ADJ. | 3940
MW-XLG-075-L-AB | 53~107Vdc,700~1050mA Constant Power,DIM+ADJ. | 4630
MW-XLG-100-12-A | 12Vdc,8.0Amp,Current Adj.,(8.4~12Vdc CC) | 4230
MW-XLG-100-24-A | 24Vdc,4.0Amp,Current Adj.,(16.8~24Vdc CC) | 4230
MW-XLG-100-H-A | 27~56Vdc,1750~2780mA Constant Power,+ADJ. | 4230
MW-XLG-100-H-AB | 27~56Vdc,1750~2780mA Constant Power,DIM+ADJ. | 5090
MW-XLG-100-L-A | 71~142Vdc,700~1050mA Constant Power,+ADJ. | 4230
MW-XLG-100-L-AB | 71~142Vdc,700~1050mA Constant Power,DIM+ADJ. | 5090
MW-XLG-150-12-A | 12Vdc,12.5Amp,Current Adj.,(8.4~12Vdc CC) | 4720
MW-XLG-150-24-A | 24Vdc,6.25Amp,Current Adj.,(16.8~24Vdc CC) | 4720
MW-XLG-150-H-A | 27~56Vdc,2680~4170mA Constant Power,+ADJ. | 4920
MW-XLG-150-H-AB | 27~56Vdc,2680~4170mA Constant Power,DIM+ADJ. | 5610
MW-XLG-150-L-A | 120~214Vdc,700~1050mA Constant Power,+ADJ. | 4920
MW-XLG-150-L-AB | 120~214Vdc,700~1050mA Constant Power,DIM+ADJ. | 5610
MW-XLG-150-M-A | 60~107Vdc,1400~2100mA Constant Power,+ADJ. | 4920
MW-XLG-150-M-AB | 60~107Vdc,1400~2100mA Constant Power,DIM+ADJ. | 5610
MW-XLG-200-12-A | 12Vdc,16.0Amp,Current Adj.,(8.4~12Vdc CC) | 5660
MW-XLG-200-24-A | 24Vdc,8.3Amp,Current Adj.,(16.8~24Vdc CC) | 5660
MW-XLG-200-H-A | 27~56Vdc,3500~5550mA Constant Power,+ADJ. | 5890
MW-XLG-200-H-AB | 27~56Vdc,3500~5550mA Constant Power,DIM+ADJ. | 6700
MW-XLG-200-L-A | 142~285Vdc,700~1050mA Constant Power,+ADJ. | 5890
MW-XLG-200-L-AB | 142~285Vdc,700~1050mA Constant Power,DIM+ADJ. | 6700
MW-XLG-240-H-A | 27~56Vdc,4280~6660mA Constant Power,+ADJ. | 6330
MW-XLG-240-H-AB | 27~56Vdc,4280~6660mA Constant Power,DIM+ADJ. | 7130
MW-XLG-240-L-A | 178~342Vdc,700~1050mA Constant Power,+ADJ. | 6330
MW-XLG-240-L-AB | 178~342Vdc,700~1050mA Constant Power,DIM+ADJ. | 7130
MW-XLG-240-M-A | 90~171Vdc,1400~2100mA Constant Power,+ADJ. | 6330
MW-XLG-240-M-AB | 90~171Vdc,1400~2100mA Constant Power,DIM+ADJ. | 7130
MW-XLG-320-H-A | 30~56Vdc,2800~7420mA Constant Power,+ADJ. | 10060
MW-XLG-320-H-AB | 30~56Vdc,2800~7420mA Constant Power,DIM,+ADJ. | 10520
MW-XLG-320-L-A | 150~300Vdc,500~1400mA Constant Power,+ADJ. | 10060
MW-XLG-320-L-AB | 150~300Vdc,500~1400mA Constant Power,DIM,+ADJ. | 10520
MW-XLG-320-M-A | 74~148Vdc,1050~2800mA Constant Power,+ADJ. | 10060
MW-XLG-320-M-AB | 74~148Vdc,1050~2800mA Constant Power,DIM,+ADJ. | 10520
MW-XLG-320-V-A | 12~24Vdc,13~18Amp Constant Power,+ADJ. | 10060
MW-YP22+YC12 | POWER KABLO ATX 3*75 | 726